## Cover
Marinus Link market modelling outcomes
Green Energy Exports scenario
Marinus Link Pty Ltd | 28 March 2024

## Release notice
Notice
Ernst & Young ("EY") was engaged on the instructions of Marinus Link Pty Ltd ("Client") to undertake market modelling of system costs and benefits to forecast the gross benefit of the proposed Marinus Link interconnector (the “Project”), in accordance with the service order dated 14 March 2023 (the “Engagement Agreement”). The results of EY’s , including the assumptions and qualifications made in preparing the workbook ("Workbook") are set out in EY's report (“Report”) dated 28 March 2024. The Workbook and Report should be read in conjunction with each other and in their entirety including this release notice, the applicable scope of the work and any limitations. A reference to the Report includes any part of the Report. EY has prepared the Workbook for the benefit of the Client and has considered only the interest of the Client. EY has not been engaged to act, and has not acted, as advisor to any other party. Accordingly, EY makes no representations as to the appropriateness, accuracy or completeness of the Workbook for any other party's purposes. EY commenced its work on 20 September 2023, and completed the work on 21 March 2024. Therefore, the Workbook does not take account of events or circumstances arising after 21 March 2024 and EY has no responsibility to update the Workbook for any such events or circumstances. No reliance may be placed upon the Workbook or any of its contents by any party other than the Client (“Third Parties” or “you”). Any Third Parties receiving a copy of the Workbook must make and rely on their own enquiries in relation to the issues to which the Workbook relates, the contents of the Workbook and all matters arising from or relating to or in any way connected with the Workbook or its contents. EY disclaims all responsibility to any Third Parties for any loss or liability that the Third Parties may suffer or incur arising from or relating to or in any way connected with the contents of the Workbook, the provision of the Workbook to the Third Parties or the reliance upon the Workbook by the Third Parties. No claim or demand or any actions or proceedings may be brought against EY arising from or connected with the contents of the Workbook or the provision of the Workbook to the Third Parties. EY will be released and forever discharged from any such claims, demands, actions or proceedings. In preparing this Workbook EY has considered and relied upon information provided to us by the Client and other stakeholders engaged in the process and other sources believed to be reliable and accurate. EY has not been informed that any information supplied to it, or obtained from public sources, was false or that any material information has been withheld from it. EY does not imply, and it should not be construed that EY has performed an audit, verification or due diligence procedures on any of the information provided to us. EY has not independently verified, nor accept any responsibility or liability for independently verifying, any such information nor does EY make any representation as to the accuracy or completeness of the information. Neither EY nor any member or employee thereof undertakes responsibility in any way whatsoever or liability for any loss or damage to any person in respect of errors in this Workbook arising from incorrect information provided to EY. Modelling work performed as part of our scope inherently requires assumptions about future behaviours and market interactions, which may result in forecasts that deviate from future conditions. There will usually be differences between estimated and actual outcomes, because events and circumstances frequently do not occur as expected, and those differences may be material. EY takes no responsibility that the projected outcomes will be achieved. EY highlights that the analysis included in this Workbook does not constitute investment advice or a recommendation on a future course of action. EY provides no assurance that the scenarios that have been modelled will be accepted by any relevant authority or third party. EY has consented to the Workbook being published electronically on the Client’s websites for informational purposes only. EY has not consented to distribution or disclosure beyond this. The material contained in the Workbook, including the EY logo, is copyright. The copyright in the material contained in the Workbook itself, excluding EY logo, vests in the Client. The Workbook, including the EY logo, cannot be altered without prior written permission from EY. Readers are advised that the outcomes provided are based on many detailed assumptions underpinning the scenarios, and the key assumptions are described in the Report. These assumptions were selected by the Client. The modelled scenarios represent three possible future options for the development and operation of the National Electricity Market, and it must be acknowledged that many alternative futures exist. Alternative futures beyond those presented have not been evaluated as part of this Workbook. EY’s liability is limited by a scheme approved under Professional Standards Legislation.

## Version notes
Change log
2024-03-28 | 1 | Marinus Link market modelling outcomes - Green Energy Exports scenario - stage 1 commissioned 2029-30 and stage 2 commissioned 2033-34

## Abbreviations and notes
Acronyms
AEMO | Australian Energy Market Operator
CCGT | Closed cycle gas turbine
CER | Consumer energy resources
Coordinated CER storage | Battery virtual power plants and electric vehicle - vehicle to grid
Diesel | Diesel generator
Distributed PV | PV non-scheduled generators and Rooftop PV
DSP | Demand-side participation
EVV2G | Electric vehicle - vehicle to grid
FOM | Fixed operations and maintenance
Gas - Steam | Gas-powered steam turbine
GWh | Gigawatt-hours
Grid Battery | Explicitly modelled existing and new entrant (8 hour or less) battery storage
MW | Megawatts
NEM | National Electricity Market
OCGT | Open cycle gas turbine
PV | Photovoltaic
Rehab | Rehabilitation (after closing an existing generator)
REZ | Renewable energy zone
USE | Unserved energy
VOM | Variable operations and maintenance
VPP | Virtual power plants
Notes
1. BaseCase is the without Marinus Link counterfactual. Marinus_S1 has Marinus Link stage 1 only, commissioned 2029-30. Marinus_S2 has Marinus Link stage 1 commissioned 2029-30 and stage 2 commissioned 2033-34.
2. Tumut 3 generation is included in Hydro, whereas Tumut 3 pump is included in Pumped Hydro Pump.
3. REZ expansion costs only capture intra-regional network augmentations. These costs do not include the cost of interconnectors.
4. Entry of new capacity and retirement of generator capacity where allowed occurs optionally as part of the least-cost solution at the beginning of each financial year, on 1 July.
5. Other non-scheduled generation is handled on the demand side as per AEMO's 2024 ISP.
6. Assumed discount rate applied to discounted dollars was 7%, consistent with AEMO's 2024 ISP as selected by Marinus Link Pty Ltd.

## ---Compare options---
Compare |  | Marinus_S2 | to | BaseCase |  | 0 | 1 | 2 | 3 | 4 | 5 | 6 | 7 | 8 | 9 | 10 | 11 | 12 | 13 | 14 | 15 | 16 | 17 | 18 | 19 | 20 | 21 | 22 | 23 | 24 | 25
NEM discounted gross market benefits by year
Select region | NEM
[5 empty] | Real June 2023 dollars ($m) discounted to 1 July 2023 | 2024-25 | 2025-26 | 2026-27 | 2027-28 | 2028-29 | 2029-30 | 2030-31 | 2031-32 | 2032-33 | 2033-34 | 2034-35 | 2035-36 | 2036-37 | 2037-38 | 2038-39 | 2039-40 | 2040-41 | 2041-42 | 2042-43 | 2043-44 | 2044-45 | 2045-46 | 2046-47 | 2047-48 | 2048-49 | 2049-50
|  |  |  | Build | CAPEX | 0 | -1.024 | -0.21436 | -1.5927 | 14.5508 | 251.845 | 234.9186 | 219.422 | 204.8793 | 175.2868 | 183.6301 | 185.0965 | 196.7571 | 174.954 | 163.0764 | 141.1512 | 133.5478 | 91.7919 | 76.6259 | 94.9058 | 105.3427 | 98.1815 | 92.8091 | 82.541 | 66.2057 | 87.5359
|  |  |  | FOM | FOM | 0 | -0.1281 | -0.00027347 | -21.7953 | -69.6968 | 22.1532 | 20.5451 | 19.0004 | 17.6003 | 17.3172 | 18.4328 | 19.091 | 21.0663 | 18.6219 | 17.2475 | 14.5762 | 14.1774 | 7.9443 | 5.4751 | 10.492 | 12.685 | 10.7519 | 10.0741 | 9.3836 | 6.2448 | 9.1522
|  |  |  | Fuel | Fuel | -0.54378 | 0.24533 | -2.1397 | 29.3205 | -97.4295 | 73.7259 | 73.5583 | 76.4091 | 88.7801 | 216.8334 | 217.5001 | 178.9574 | 131.576 | 168.5566 | 149.1694 | 115.2624 | 121.9529 | 154.0069 | 162.0639 | 146.9965 | 94.9258 | 99.1534 | 105.7562 | 95.3809 | 102.1769 | 80.7162
|  |  |  | VOM | VOM | 0.16142 | -0.19439 | -0.38031 | 0.62644 | -16.9185 | -12.9714 | -3.4032 | -4.1826 | -0.084607 | 1.7932 | 3.8295 | 1.8086 | -0.17057 | 0.84827 | 1.1709 | 2.8635 | 2.5272 | 5.3286 | 3.8996 | 2.5616 | 0.73336 | 0.50613 | 0.56384 | 0.73891 | 1.119 | -0.52719
|  |  |  | Rehab | Rehab | 0 | 0 | 0 | -6.9707 | 5.4974 | 4.6808 | -3.3922e-09 | 0 | 0 | 0 | 0 | 0 | 0 | 0 | 0 | 0 | 0 | 0 | 0 | 0 | 0 | 0 | 0 | 0 | 0 | 0
|  |  |  | REZ Tx | REZ | -0.0007125 | 1.3125 | 2.7606 | -2.413 | 2.4145 | 2.2207 | -4.7046 | -4.5826 | -4.6573 | -4.2411 | -5.5338 | -4.9455 | -5.4452 | -5.1033 | -5.4883 | -5.1514 | -5.8711 | -5.4939 | -7.4238 | -8.3944 | -7.7636 | -6.5364 | -6.1371 | -5.7881 | -5.7314 | -6.3553
|  |  |  | USE+DSP | USE+DSP | 1.0024e-06 | -0.26675 | -0.22218 | -7.513 | -77.2503 | 17.2879 | 0.018929 | 0.019602 | -0.31174 | -0.16433 | -0.48312 | -0.94687 | -0.078791 | -6.4489 | -0.019937 | 0.037866 | 0.067464 | 0.016872 | 0.086093 | 0.19044 | 0.55869 | 0.0052507 | -4.3348 | 0.35578 | -0.069456 | 0.010866
|  |  |  | SyncCon | SyncCon | 0 | 0 | 0 | 0 | 0 | -0.0032462 | -1.1695 | -1.0764 | -1.3378 | -0.54718 | -0.63864 | -0.68495 | -0.72078 | -0.59165 | -0.64132 | -0.41428 | -0.30684 | -0.10976 | -0.11111 | -0.098103 | -0.01313 | -0.1192 | -0.1005 | -0.1185 | -0.070303 | -0.031894
[5 empty] | Total cumulative market benefits | -0.38307 | -0.43848 | -0.6347 | -10.9724 | -249.8048 | 109.1342 | 428.8977 | 733.9071 | 1038.7754 | 1445.0535 | 1861.7905 | 2240.1666 | 2583.1507 | 2933.9877 | 3258.5023 | 3526.8278 | 3792.9226 | 4046.4075 | 4287.0232 | 4533.6769 | 4740.1458 | 4942.0884 | 5140.7191 | 5323.2127 | 5493.088 | 5663.5888
NEM capacity difference by year
Select region | NEM
[5 empty] | Capacity difference (GW) | 2024-25 | 2025-26 | 2026-27 | 2027-28 | 2028-29 | 2029-30 | 2030-31 | 2031-32 | 2032-33 | 2033-34 | 2034-35 | 2035-36 | 2036-37 | 2037-38 | 2038-39 | 2039-40 | 2040-41 | 2041-42 | 2042-43 | 2043-44 | 2044-45 | 2045-46 | 2046-47 | 2047-48 | 2048-49 | 2049-50
[5 empty] | Black Coal | 0 | 0 | 0 | -0.23983 | -0.085318 | 0.089903 | 0.089903 | 0.089903 | 0.089903 | 0.011668 | 0.011668 | 0 | 0 | 0 | 0 | 0 | 0 | 0 | 0 | 0 | 0 | 0 | 0 | 0 | 0 | 0
[5 empty] | Brown Coal | 0 | 0 | 0 | 0.27122 | 0.091009 | -4.4207e-07 | -4.4207e-07 | -4.4207e-07 | -4e-08 | 0 | 0 | 0 | 0 | 0 | 0 | 0 | 0 | 0 | 0 | 0 | 0 | 0 | 0 | 0 | 0 | 0
[5 empty] | CCGT | 0 | 0 | 0 | 0 | 0 | 0 | 0 | 0 | -6.5003e-08 | -1.9868e-07 | -5.3483e-07 | -6.6912e-07 | -6.5792e-07 | 0.045704 | 0.045704 | 0.045704 | 0.045703 | -0.16542 | -0.16542 | -0.16542 | -0.16542 | -0.17393 | -0.2352 | -0.2352 | -0.2352 | -0.2352
[5 empty] | Gas - Steam | 0 | 0 | 0 | 0 | 0 | 0 | 0 | 0 | 0 | 0 | 0 | 0 | 0 | 0 | 0 | 0 | 0 | 0 | 0 | 0 | 0 | 0 | 0 | 0 | 0 | 0
[5 empty] | OCGT / Diesel | 0 | 0 | 0 | 1.2581e-07 | -0.032883 | -0.032883 | -0.032883 | -0.032883 | -0.055879 | -0.097133 | -0.097133 | -0.52153 | -0.52153 | -0.68527 | -0.68527 | -0.68527 | -0.68527 | -0.98333 | -0.98333 | -0.98333 | -0.86965 | -0.86965 | -0.86965 | -0.86965 | -0.82634 | -0.69081
[5 empty] | Hydro | 0 | 0 | 0 | 0 | 0 | 0 | 0 | 0 | 0 | 0 | 0 | 0 | 0 | 0 | 0 | 0 | 0 | 0 | 0 | 0 | 0 | 0 | 0 | 0 | 0 | 0
[5 empty] | Hydrogen Turbine | 0 | 0 | 0 | 0 | 0 | 0 | 0 | 0 | 0 | 0 | 0 | 0 | 0 | 0 | 0 | 0 | 0 | 0 | 0 | 0 | 0 | 0 | 0 | 0 | 0 | 0
[5 empty] | Wind | 0 | 0.0079348 | -0.0050543 | 0.24899 | -0.12628 | -0.96762 | -0.96411 | -0.95816 | -0.95222 | -0.99998 | -1.1068 | -1.1021 | -1.4468 | -1.2925 | -1.2865 | -1.1165 | -1.1263 | -0.92238 | -0.93567 | -0.93567 | -1.0331 | -1.3568 | -1.3574 | -1.5154 | -1.1734 | -1.6102
[5 empty] | Solar PV | 0 | 0 | 0.013709 | -0.051028 | -0.48036 | -0.48036 | -0.48036 | -0.48036 | -0.48036 | -0.58768 | -0.46412 | -0.46412 | -0.46412 | -0.46412 | -0.46412 | -0.46412 | -0.56604 | -0.1194 | 0.30908 | -0.87411 | -1.2961 | -0.61642 | -0.56457 | -0.29174 | -0.054965 | -0.4747
[5 empty] | Grid Battery | 0 | -0.0018284 | 2.7051e-07 | -0.35189 | -0.02675 | 0.38364 | 0.38364 | 0.38364 | 0.38364 | 0.38364 | 0.38364 | 0.38364 | 0.38364 | 0.38364 | 0.38364 | 0.38364 | 0.38364 | 0.72026 | 0.72026 | 0.72026 | 0.53667 | 0.5385 | 0.52952 | 0.88141 | 0.55627 | 0.14587
[5 empty] | Pumped Hydro | 0 | 0 | 0 | 0 | -0.38364 | -0.38364 | -0.38364 | -0.38364 | -0.38364 | -0.065156 | -0.031245 | -0.0005265 | 0.037472 | 0.037472 | 0.037471 | 0.045386 | 0.045386 | 0.27959 | 0.27959 | 0.27959 | 0.29229 | 0.29229 | 0.29229 | 0.29229 | 0.29229 | 0.29229
[5 empty] | Coordinated CER storage | 0 | 0 | 0 | 0 | 0 | 0 | 0 | 0 | 0 | 0 | 0 | 0 | 0 | 0 | 0 | 0 | 0 | 0 | 0 | 0 | 0 | 0 | 0 | 0 | 0 | 0
[5 empty] | Grid Battery pump | 0 | -0.0018284 | 2.7051e-07 | -0.35189 | -0.02675 | 0.38364 | 0.38364 | 0.38364 | 0.38364 | 0.38364 | 0.38364 | 0.38364 | 0.38364 | 0.38364 | 0.38364 | 0.38364 | 0.38364 | 0.72026 | 0.72026 | 0.72026 | 0.53667 | 0.5385 | 0.52952 | 0.88141 | 0.55627 | 0.14587
[5 empty] | Pumped Hydro Pump | 0 | 0 | 0 | 0 | -0.38364 | -0.38364 | -0.38364 | -0.38364 | -0.38364 | -0.065156 | -0.031245 | -0.0005265 | 0.037472 | 0.037472 | 0.037471 | 0.045386 | 0.045386 | 0.27959 | 0.27959 | 0.27959 | 0.29229 | 0.29229 | 0.29229 | 0.29229 | 0.29229 | 0.29229
[5 empty] | Coordinated CER storage pump | 0 | 0 | 0 | 0 | 0 | 0 | 0 | 0 | 0 | 0 | 0 | 0 | 0 | 0 | 0 | 0 | 0 | 0 | 0 | 0 | 0 | 0 | 0 | 0 | 0 | 0
NEM generation difference by year
Select region | NEM
[5 empty] | Sent-out generation difference (TWh)* | 2024-25 | 2025-26 | 2026-27 | 2027-28 | 2028-29 | 2029-30 | 2030-31 | 2031-32 | 2032-33 | 2033-34 | 2034-35 | 2035-36 | 2036-37 | 2037-38 | 2038-39 | 2039-40 | 2040-41 | 2041-42 | 2042-43 | 2043-44 | 2044-45 | 2045-46 | 2046-47 | 2047-48 | 2048-49 | 2049-50
[5 empty] | Black Coal | 0.0021177 | -0.010939 | -0.016373 | -1.4009 | -0.94583 | 0.34616 | 1.1024 | 0.50332 | 0.85342 | 0.56986 | 0.14872 | 0.11986 | 0.25315 | 0.19229 | 0.69168 | 0.36662 | -0.08789 | 0.014619 | 0.07868 | -0.033229 | 0.12514 | 0.12931 | 0.10342 | 0.28163 | 0.10118 | -0.0018403
[5 empty] | Brown Coal | 0.049283 | 0.010655 | 0.011285 | 1.4188 | 0.45904 | 0.013916 | 0.13024 | 0.11675 | 0.15401 | 0.078265 | 0 | 0 | 0 | 0 | 0 | 0 | 0 | 0 | 0 | 0 | 0 | 0 | 0 | 0 | 0 | 0
[5 empty] | CCGT | -1.2573e-08 | 5.4339e-06 | 0.0044293 | -0.041192 | 0.25163 | -0.20759 | -0.53206 | -0.40473 | -0.21974 | -0.44585 | -0.38178 | -0.6628 | -0.29126 | -0.29204 | 0.042025 | 0.094906 | 0.20948 | -1.1689 | -1.0431 | -1.1091 | -1.1674 | -1.2289 | -1.5519 | -1.4152 | -1.4277 | -1.3721
[5 empty] | Gas - Steam | -1e-09 | -0.00032885 | 0.0058284 | -0.016622 | -0.016402 | -0.11772 | -0.5311 | -0.62424 | -0.36786 | -0.81034 | -0.16982 | -0.39405 | -0.51427 | -0.64809 | -0.70375 | 0 | 0 | 0 | 0 | 0 | 0 | 0 | 0 | 0 | 0 | 0
[5 empty] | OCGT / Diesel | 4.3391e-07 | 7.5611e-05 | 0.00068848 | -0.016037 | 0.25169 | -0.16793 | -0.40073 | -0.32763 | -0.95539 | -2.1637 | -2.7021 | -1.9871 | -1.5153 | -2.1208 | -2.1789 | -2.3558 | -2.5781 | -2.657 | -3.1026 | -2.8842 | -1.7579 | -1.9924 | -2.1572 | -2.1306 | -2.4054 | -1.8464
[5 empty] | Hydro | -0.0523 | 0.024839 | 0.013719 | -0.026078 | -0.080649 | 3.515 | 1.6833 | 1.7737 | 1.0565 | 3.2708 | 3.1117 | 2.9108 | 2.2964 | 2.8926 | 1.7117 | 1.4679 | 1.9603 | 1.2996 | 1.4109 | 2.3266 | 1.9546 | 1.9508 | 2.4801 | 1.8046 | 1.8803 | 2.8039
[5 empty] | Hydrogen Turbine | 0 | 0 | 0.006264 | 0.0061513 | 0.55722 | -0.20656 | -8.1652e-10 | -7.4822e-10 | -0.0009658 | -0.0011531 | -1.3245e-09 | -0.0035923 | 0.0011387 | -0.0025367 | 0.00030888 | -0.00070355 | 0.00022255 | -2.5e-09 | -1.1594e-09 | -0.0035123 | -0.00035058 | -2.8e-09 | 0.00067161 | -1.975e-10 | -0.00024982 | -0.00071114
[5 empty] | Wind | 0.00070633 | -0.026718 | -0.05113 | 0.33126 | 0.060101 | -2.3737 | -0.78527 | -0.41972 | 0.14041 | 0.66154 | 0.83928 | 1.062 | 0.71978 | 0.94077 | 1.4546 | 1.4501 | 1.7027 | 2.7458 | 2.3322 | 3.1019 | 2.9686 | 2.219 | 1.9663 | 1.7498 | 1.8859 | 0.9673
[5 empty] | Solar PV | -0.00067675 | 0.0026327 | 0.033211 | -0.2944 | -0.90821 | -0.77314 | -0.90488 | -0.84287 | -0.89818 | -1.0661 | -0.91318 | -0.96666 | -0.82108 | -0.76518 | -0.80525 | -0.90188 | -1.0472 | -0.070534 | 0.72462 | -1.0628 | -1.7729 | -0.61358 | -0.48229 | 0.12642 | 0.30203 | -0.18813
[5 empty] | Grid Battery | -0.00069521 | -0.0020851 | 0.00065082 | -0.1962 | -0.10978 | 0.061878 | 0.062939 | 0.089781 | 0.088927 | 0.11261 | -0.36204 | -0.34996 | -0.29442 | -0.24186 | -0.23947 | -0.29394 | -0.25743 | 0.11184 | 0.15907 | 0.070128 | -0.17107 | -0.12976 | -0.12895 | 0.0071916 | -0.080035 | -0.13749
[5 empty] | Pumped Hydro | -0.00027157 | 0.00074464 | 0.00088658 | -0.0011776 | -0.81074 | -0.77029 | -1.1818 | -0.90704 | -0.84032 | -0.41218 | -0.22654 | -0.17289 | 0.011062 | -0.039352 | 0.18943 | -0.052363 | -0.034473 | 0.30727 | 0.65765 | 0.46006 | 0.44904 | 0.65768 | 0.47286 | 0.69801 | 0.70177 | 0.4249
[5 empty] | Coordinated CER storage | 3.099e-06 | 0.00049565 | 0.00024281 | 0.001119 | 3.2292e-05 | 0.003858 | 0.0026835 | 0.0066936 | 0.0067733 | 0.0067565 | -9.9485e-05 | 0.0086929 | 0.013671 | 0.022147 | 0.023614 | 0.021038 | 0.013695 | 0.0032445 | 0.023032 | 0.0058475 | 0.029541 | 0.044133 | 0.042531 | 0.061338 | 0.048412 | 0.060463
[5 empty] | Grid Battery pump | -0.00082717 | -0.0025548 | 0.00078067 | -0.23408 | -0.13076 | 0.074164 | 0.074128 | 0.10689 | 0.10035 | 0.14006 | -0.43081 | -0.41707 | -0.35029 | -0.28774 | -0.2862 | -0.34823 | -0.308 | 0.13054 | 0.18288 | 0.08136 | -0.20925 | -0.16061 | -0.15586 | 0.0028031 | -0.098069 | -0.16801
[5 empty] | Pumped Hydro Pump | -2.873e-05 | 0.0014861 | 0.0070299 | 0.0049496 | -1.0876 | -0.98146 | -1.5648 | -1.2707 | -1.2119 | -0.46322 | -0.27018 | -0.19081 | -0.0047192 | -0.074078 | 0.19217 | 0.0029114 | -0.065731 | 0.40489 | 0.90793 | 0.56788 | 0.58611 | 0.90419 | 0.63357 | 0.97076 | 0.9408 | 0.56128
[5 empty] | Coordinated CER storage pump | 3.15e-06 | 0.00058323 | 0.00028565 | 0.0013169 | 8.7288e-06 | 0.0045671 | 0.0030796 | 0.0079489 | 0.0075886 | 0.0085776 | -0.00018236 | 0.010059 | 0.016029 | 0.026078 | 0.027618 | 0.024935 | 0.016141 | 0.0037573 | 0.026793 | 0.0076512 | 0.034316 | 0.05196 | 0.049854 | 0.072318 | 0.057002 | 0.071075
*Generation shown is sent-out, as is demand.
North West Tasmania capacity difference by year | [31 empty] | Far North QLD
Select REZ | North West Tasmania | [30 empty] | North Qld Clean Energy Hub
Northern Qld
[5 empty] | Capacity difference (MW) | 2024-25 | 2025-26 | 2026-27 | 2027-28 | 2028-29 | 2029-30 | 2030-31 | 2031-32 | 2032-33 | 2033-34 | 2034-35 | 2035-36 | 2036-37 | 2037-38 | 2038-39 | 2039-40 | 2040-41 | 2041-42 | 2042-43 | 2043-44 | 2044-45 | 2045-46 | 2046-47 | 2047-48 | 2048-49 | 2049-50 | Isaac
[5 empty] | Solar PV | 0 | 0 | 0 | 0 | -2.8026e-06 | -2.87e-06 | -7.2736e-06 | -1.6774e-05 | -3.6355e-05 | -2.2952e-05 | -2.4958e-05 | -2.5141e-05 | -2.6566e-05 | -3.5948e-05 | -3.7585e-05 | -7.0784e-05 | -7.0733e-05 | -7.0469e-05 | -7.0369e-05 | -7.0313e-05 | -7.0263e-05 | -7.0234e-05 | -7.0188e-05 | -7.0346e-05 | -7.0309e-05 | -7.0474e-05 | Barcaldine
[5 empty] | Wind | 0 | 0 | -6.9064e-06 | -1.8684e-06 | 6.4371e-05 | 149.0885 | 223.3389 | 348.8139 | 474.2883 | 599.7631 | 599.7617 | 697.3115 | 697.3114 | 738.1877 | 863.6626 | 989.1366 | 989.1366 | 989.1366 | 989.1366 | 989.1366 | 989.1366 | 989.1366 | 989.1366 | 989.1366 | 989.1366 | 989.1366 | Fitzroy
[5 empty] | Offshore wind | 0 | 0 | 0 | 0 | 0 | 0 | 0 | 0 | 0 | 0 | 0 | 0 | 0 | 0 | 0 | 0 | 0 | 0 | 0 | 0 | 0 | 0 | 0 | 0 | 0 | 0 | Wide Bay
Darling Downs
Banana
North West NSW
New England
Central-West Orana
Broken Hill
South West NSW
Wagga Wagga
Tumut
Cooma-Monaro
Ovens Murray
Murray River
North West Tasmania generation difference by year | [31 empty] | Western Victoria
Select REZ | North West Tasmania | [30 empty] | South West Victoria
Gippsland
[5 empty] | Sent-out generation difference (GWh) | 2024-25 | 2025-26 | 2026-27 | 2027-28 | 2028-29 | 2029-30 | 2030-31 | 2031-32 | 2032-33 | 2033-34 | 2034-35 | 2035-36 | 2036-37 | 2037-38 | 2038-39 | 2039-40 | 2040-41 | 2041-42 | 2042-43 | 2043-44 | 2044-45 | 2045-46 | 2046-47 | 2047-48 | 2048-49 | 2049-50 | Central North VIC
[5 empty] | Solar PV | 0 | 2.1152e-07 | -3.1664e-07 | 4.3284e-06 | 6.487e-07 | 8.81e-06 | 1.1799e-05 | 1.2005e-07 | -1.2389e-05 | 1.8194e-05 | 1.1919e-05 | 1.3326e-05 | 1.38e-05 | 5.4544e-07 | -1.3157e-06 | 2.4377e-05 | 6.9919e-06 | 2.9366e-05 | 2.3554e-05 | 1.8426e-05 | 1.5162e-05 | 2.6685e-05 | 2.3648e-05 | 1.3327e-05 | 2.0412e-05 | -2.0734e-07 | South East SA
[5 empty] | Wind | 0.0001 | -0.0029492 | 0.047113 | -0.15185 | -3.4084 | 244.319 | 858.4442 | 1362.2827 | 1839.9242 | 2329.1126 | 2394.9966 | 2855.3262 | 2908.321 | 2834.719 | 3215.207 | 3203.6504 | 3307.3758 | 3622.5522 | 3520.7736 | 3641.5232 | 3817.0504 | 4018.4172 | 3873.3026 | 3926.7568 | 3608.2905 | 3747.2916 | Riverland
[5 empty] | Offshore wind | 0 | 0 | 0 | 0 | 0 | 0 | 0 | 0 | 0 | 0 | 0 | 0 | 0 | 0 | 0 | 0 | 0 | 0 | 0 | 0 | 0 | 0 | 0 | 0 | 0 | 0 | Mid-North SA
Yorke Peninsula
Northern SA
Leigh Creek
Roxby Downs
Eastern Eyre Peninsula
Western Eyre Peninsula
North East Tasmania
North West Tasmania
Central Highlands
Hunter Coast
Illawarra Coast

## BaseCase_CF
Annual capacity factor by technology - BaseCase, Green Energy Exports scenario
Explicitly modelled generation
Region | Technology | 2024-25 | 2025-26 | 2026-27 | 2027-28 | 2028-29 | 2029-30 | 2030-31 | 2031-32 | 2032-33 | 2033-34 | 2034-35 | 2035-36 | 2036-37 | 2037-38 | 2038-39 | 2039-40 | 2040-41 | 2041-42 | 2042-43 | 2043-44 | 2044-45 | 2045-46 | 2046-47 | 2047-48 | 2048-49 | 2049-50
NEM | Black Coal | 53.74% | 41.2% | 42.38% | 58.81% | 53.48% | 52.34% | 59.45% | 59.07% | 64.58% | 68.59% | 62.52% | 71.16% | 71.82% | 69.61% | 73.66% | 73.18% | 69.12% | 68.59% | 67.78% | 71.49% | 71.24% | 62.79% | 65.87% | 68.79% | 68.5% | 66.35%
NEM | Brown Coal | 71.39% | 60.02% | 49.77% | 63.16% | 62.38% | 62.07% | 65.95% | 61.13% | 72.53% | 74.92% | - | - | - | - | - | - | - | - | - | - | - | - | - | - | - | -
NEM | CCGT | 6.317% | 3.83% | 5.359% | 17.09% | 15.44% | 17.02% | 17.83% | 18.94% | 17.26% | 29.86% | 30.01% | 34.73% | 37.71% | 44.59% | 41.79% | 42.36% | 44.91% | 50.53% | 53.56% | 52.79% | 49.57% | 58.52% | 63.07% | 61.81% | 61.1% | 60.71%
NEM | Gas - Steam | 0.5228% | 24.39% | 47.89% | 58.79% | 62.68% | 58.19% | 16.34% | 17.93% | 29.33% | 37.27% | 29.82% | 21.53% | 23.51% | 24.74% | 24.67% | - | - | - | - | - | - | - | - | - | - | -
NEM | OCGT / Diesel | 0.1086% | 0.09122% | 0.1657% | 1.426% | 1.626% | 2.708% | 1.291% | 1.229% | 3.508% | 5.422% | 10.18% | 6.693% | 7.446% | 8.122% | 8.421% | 13% | 20.72% | 13.44% | 13.63% | 16.99% | 11.81% | 13.7% | 13.25% | 15.82% | 19.4% | 20.88%
NEM | Hydro | 22.45% | 25.14% | 20.91% | 18.68% | 22.47% | 20.66% | 20.05% | 19.28% | 19.74% | 21.79% | 22.02% | 21.22% | 18.95% | 22.72% | 20.81% | 19.4% | 18.87% | 18.77% | 20.33% | 20.76% | 19.64% | 18.09% | 22.53% | 20.26% | 19.81% | 19.02%
NEM | Hydrogen Turbine | - | 0.1384% | 34.62% | 3.022% | 9.506% | 34.76% | 0.005174% | 1.12e-06% | 0.1011% | 0.0536% | 0.01552% | 0.2423% | 9.901e-06% | 0.4285% | 1.893e-06% | 0.02722% | 0.03016% | 0.1349% | 0.01597% | 0.1157% | 0.4737% | 0.1012% | 0.08071% | 4.929e-06% | 0.5788% | 0.1785%
NEM | Wind | 31.93% | 31.65% | 32.45% | 34.05% | 32.17% | 31.98% | 33.03% | 34.19% | 33.38% | 32.88% | 32.96% | 34.66% | 34.93% | 34.15% | 34.15% | 34.02% | 34.86% | 33.46% | 33.16% | 32.98% | 34.51% | 34.29% | 33.95% | 33.73% | 33.25% | 34.14%
NEM | Solar PV | 24.45% | 22.1% | 21.57% | 23.75% | 21.38% | 22.55% | 25.45% | 25.2% | 25.79% | 25.1% | 24.57% | 25.79% | 26.07% | 22.62% | 24.32% | 25.57% | 25.69% | 25.5% | 25.12% | 23.8% | 24.9% | 24.59% | 21.25% | 22.75% | 23.88% | 23.63%
NEM | Grid Battery | 7.286% | 10.33% | 11.42% | 10.42% | 9.392% | 8.985% | 8.617% | 7.62% | 7.182% | 6.64% | 6.381% | 6.792% | 6.762% | 5.919% | 6.147% | 6.154% | 5.876% | 7.141% | 7.304% | 7.54% | 10.53% | 10.3% | 9.371% | 10.31% | 10.46% | 10.24%
NEM | Pumped Hydro | 16.94% | 15.24% | 16.26% | 15.91% | 19.01% | 23.29% | 21.8% | 21.33% | 22.17% | 23.15% | 23.16% | 24.08% | 23.39% | 21.85% | 21.59% | 22.5% | 21.99% | 22.48% | 23.44% | 25.18% | 25.87% | 26.05% | 23.55% | 23.44% | 25.18% | 24.43%
NEM | Coordinated CER storage | 9.497% | 8.003% | 8.542% | 8.696% | 7.908% | 8.015% | 8.989% | 9.443% | 10.34% | 10.76% | 10.93% | 11.83% | 12.22% | 11.7% | 12.44% | 12.67% | 12.66% | 12.77% | 13.22% | 13.25% | 13.74% | 13.98% | 13.33% | 13.79% | 13.9% | 13.75%
Region | Technology | 2024-25 | 2025-26 | 2026-27 | 2027-28 | 2028-29 | 2029-30 | 2030-31 | 2031-32 | 2032-33 | 2033-34 | 2034-35 | 2035-36 | 2036-37 | 2037-38 | 2038-39 | 2039-40 | 2040-41 | 2041-42 | 2042-43 | 2043-44 | 2044-45 | 2045-46 | 2046-47 | 2047-48 | 2048-49 | 2049-50
NSW1 | Black Coal | 49.92% | 34.92% | 45.62% | 58.26% | 51.99% | 52.1% | 57.79% | 55.98% | 63.77% | 71.6% | 62.33% | 67.31% | 70.52% | 67.16% | 69.63% | 70.04% | - | - | - | - | - | - | - | - | - | -
NSW1 | Brown Coal | bar: 2024-25 to 2049-50
NSW1 | CCGT | 0.4289% | 0.9055% | 1.803% | 19.34% | 19.63% | 22.27% | 26.31% | 23.62% | 19.82% | 44.72% | 49.39% | 43.11% | 38.51% | 48.62% | 42.39% | 44.74% | 49.17% | 41.15% | 52.64% | - | - | - | - | - | - | -
NSW1 | Gas - Steam | bar: 2024-25 to 2049-50
NSW1 | OCGT / Diesel | 0.02194% | 0.2529% | 0.2099% | 1.161% | 1.375% | 3.539% | 0.1134% | 0.008607% | 2.803% | 3.252% | 13.15% | 6.747% | 7.283% | 4.646% | 6.149% | 8.341% | 18.92% | 9.518% | 10.45% | 14.93% | 12.27% | 10.53% | 10.56% | 15.13% | 15.55% | 18.23%
NSW1 | Hydro | 15.37% | 14.75% | 15.66% | 12.86% | 17.07% | 15.09% | 12.46% | 12.91% | 11.64% | 14.61% | 15.33% | 14.43% | 11.7% | 17.13% | 14.31% | 12.61% | 13.05% | 12.24% | 14.47% | 15.94% | 14.7% | 12.87% | 18.08% | 14.41% | 14.13% | 14.08%
NSW1 | Hydrogen Turbine | bar: 2024-25 to 2049-50
NSW1 | Wind | 33.98% | 33.87% | 34.19% | 34.35% | 33.25% | 30.65% | 32.68% | 33.88% | 34.25% | 33.92% | 34.11% | 35.59% | 35.67% | 35.37% | 32.61% | 34.04% | 33.69% | 34.02% | 33.39% | 32.98% | 34.47% | 33.86% | 34.6% | 31.75% | 32.56% | 31.5%
NSW1 | Solar PV | 25.45% | 23.75% | 24.86% | 24.79% | 22.5% | 23.48% | 26.45% | 26.17% | 26.37% | 26.02% | 25.34% | 26.7% | 26.73% | 23.25% | 24.4% | 26.33% | 26.24% | 25.92% | 25.24% | 23.93% | 25.68% | 24.95% | 21.7% | 22.77% | 24.62% | 24.27%
NSW1 | Grid Battery | 38.87% | 17.02% | 19.68% | 20.98% | 19.29% | 20.06% | 21.07% | 20.64% | 21.05% | 20.58% | 19.29% | 20.67% | 21.94% | 20.22% | 21.04% | 21.41% | 21.11% | 18.23% | 18.36% | 17.95% | 22.84% | 22.65% | 21% | 21.86% | 22.07% | 21.3%
NSW1 | Pumped Hydro | 16.98% | 14.7% | 17.44% | 16.68% | 19.89% | 25.86% | 21.92% | 21.84% | 22.48% | 22.87% | 23.23% | 24.28% | 22.96% | 22.46% | 20.79% | 22.29% | 21.83% | 22.24% | 23.16% | 25.65% | 26.47% | 26.84% | 24.49% | 23.58% | 26.16% | 23.81%
NSW1 | Coordinated CER storage | 8.563% | 7.73% | 8.308% | 8.73% | 8.114% | 8.093% | 9.31% | 10.31% | 11.4% | 11.8% | 11.56% | 12.78% | 13.1% | 12.78% | 13.71% | 14.17% | 14.12% | 14.21% | 14.53% | 14.24% | 14.9% | 15.12% | 14.63% | 15.17% | 15.32% | 14.96%
Region | Technology | 2024-25 | 2025-26 | 2026-27 | 2027-28 | 2028-29 | 2029-30 | 2030-31 | 2031-32 | 2032-33 | 2033-34 | 2034-35 | 2035-36 | 2036-37 | 2037-38 | 2038-39 | 2039-40 | 2040-41 | 2041-42 | 2042-43 | 2043-44 | 2044-45 | 2045-46 | 2046-47 | 2047-48 | 2048-49 | 2049-50
QLD1 | Black Coal | 57.65% | 47.65% | 40.21% | 59.41% | 54.64% | 52.51% | 60.62% | 61.24% | 65.14% | 67.22% | 62.6% | 74.32% | 72.89% | 71.62% | 76.97% | 75.76% | 69.12% | 68.59% | 67.78% | 71.49% | 71.24% | 62.79% | 65.87% | 68.79% | 68.5% | 66.35%
QLD1 | Brown Coal | bar: 2024-25 to 2049-50
QLD1 | CCGT | 6.363% | 5.934% | 6.148% | 14.93% | 12.78% | 14.93% | 13% | 16.94% | 13.75% | 25.41% | 24.26% | 35.75% | 42.83% | 50.19% | 48.09% | 48.87% | 51.17% | 57.6% | 59.14% | 58.1% | 54.56% | 66.52% | 68.19% | 66.83% | 66.06% | 65.64%
QLD1 | Gas - Steam | bar: 2024-25 to 2049-50
QLD1 | OCGT / Diesel | 6.412e-07% | 8.211e-07% | 9.234e-07% | 0.2099% | 0.1903% | 0.2927% | 0.01047% | 0.0004321% | 0.07051% | 0.1351% | 1.701% | 3.608% | 6.689% | 6.855% | 7.382% | 11.79% | 20.88% | 8.718% | 10.7% | 13.65% | 12.62% | 17.59% | 14.54% | 17.74% | 22.29% | 24.93%
QLD1 | Hydro | 52.81% | 49.55% | 49.49% | 51.47% | 51.23% | 51.17% | 47.71% | 51.55% | 53.15% | 53.77% | 52.6% | 53.12% | 52.81% | 44.69% | 45.77% | 44.88% | 46.59% | 46.66% | - | - | - | - | - | - | - | -
QLD1 | Hydrogen Turbine | - | - | 50.24% | 5.986% | 18.9% | 59.51% | 0.01035% | 1.386e-06% | 0.02069% | 0.04138% | 0.03104% | 0.1129% | 1.522e-06% | 0.4452% | 1.881e-06% | 2.118e-06% | 2.44e-06% | 0.1349% | 0.03194% | 0.02069% | 0.3779% | 0.1012% | 0.08617% | 4.808e-06% | 0.7187% | 0.1124%
QLD1 | Wind | 33.05% | 33.2% | 30.96% | 32.96% | 31.07% | 31.01% | 33.66% | 32.75% | 33.7% | 31.28% | 30.63% | 32.11% | 32.39% | 32.95% | 32.66% | 33.46% | 32.73% | 33.11% | 31.43% | 31.38% | 32.21% | 31.51% | 32.31% | 32.07% | 32.18% | 31.16%
QLD1 | Solar PV | 24.39% | 22.11% | 19.09% | 24.03% | 19.99% | 21.82% | 26.29% | 26.63% | 27.39% | 25.6% | 24.61% | 26.13% | 26.59% | 22.29% | 24.92% | 25.92% | 26.66% | 26.07% | 26.23% | 25.17% | 25.87% | 25.74% | 21.37% | 24.09% | 24.72% | 24.45%
QLD1 | Grid Battery | 7.922% | 7.087% | 7.987% | 8.272% | 7.994% | 8.33% | 8.248% | 8.092% | 8.297% | 7.954% | 7.866% | 7.934% | 7.493% | 7.322% | 7.601% | 7.451% | 7.35% | 10.36% | 10.34% | 10.17% | 11.45% | 11.38% | 11.53% | 11.77% | 11.69% | 11.77%
QLD1 | Pumped Hydro | 16.92% | 15.4% | 15.91% | 15.69% | 12.97% | 15.38% | 20.29% | 19.43% | 20.94% | 23.49% | 22.89% | 23.58% | 23.43% | 20.51% | 22.09% | 22.08% | 21.88% | 22.36% | 23.39% | 24.33% | 24.62% | 24.57% | 21.92% | 22.67% | 23.33% | 25.1%
QLD1 | Coordinated CER storage | 8.539% | 7.509% | 8.494% | 8.816% | 8.611% | 8.964% | 10.13% | 11.03% | 12.3% | 12.63% | 13.08% | 13.7% | 13.53% | 13.41% | 14.17% | 14.15% | 14.31% | 14.5% | 14.69% | 14.65% | 15.02% | 15.09% | 14.47% | 14.98% | 14.83% | 15.19%
Region | Technology | 2024-25 | 2025-26 | 2026-27 | 2027-28 | 2028-29 | 2029-30 | 2030-31 | 2031-32 | 2032-33 | 2033-34 | 2034-35 | 2035-36 | 2036-37 | 2037-38 | 2038-39 | 2039-40 | 2040-41 | 2041-42 | 2042-43 | 2043-44 | 2044-45 | 2045-46 | 2046-47 | 2047-48 | 2048-49 | 2049-50
VIC1 | Black Coal | bar: 2024-25 to 2049-50
VIC1 | Brown Coal | 71.39% | 60.02% | 49.77% | 63.16% | 62.38% | 62.07% | 65.95% | 61.13% | 72.53% | 74.92% | - | - | - | - | - | - | - | - | - | - | - | - | - | - | - | -
VIC1 | CCGT | bar: 2024-25 to 2049-50
VIC1 | Gas - Steam | 0.1851% | 19.56% | 47.89% | 58.79% | 62.68% | 58.19% | 16.34% | 17.93% | 29.33% | 37.27% | 29.82% | 21.53% | 23.51% | 24.74% | 24.67% | - | - | - | - | - | - | - | - | - | - | -
VIC1 | OCGT / Diesel | 0.007654% | 9.646e-07% | 0.06434% | 1.079% | 1.782% | 1.424% | 1.346% | 1.147% | 4.453% | 6.952% | 9.162% | 6.228% | 4.53% | 6.024% | 3.622% | 13.02% | 17.21% | 14.38% | 10.8% | 15.08% | 7.759% | 9.455% | 9.934% | 10.81% | 17.26% | 18.02%
VIC1 | Hydro | 16.66% | 17.22% | 16.27% | 13.63% | 20.42% | 17.04% | 14.74% | 14.77% | 13.41% | 16.34% | 16.92% | 16.13% | 13.47% | 20.31% | 16.93% | 14.65% | 14.64% | 13.38% | 16.33% | 16.92% | 16.02% | 13.5% | 20.27% | 16.97% | 14.65% | 14.68%
VIC1 | Hydrogen Turbine | bar: 2024-25 to 2049-50
VIC1 | Wind | 30.16% | 29.23% | 28.87% | 32.81% | 31.42% | 34.21% | 33.77% | 37.03% | 34.31% | 35.27% | 36.67% | 38.3% | 38.63% | 36.41% | 38.73% | 36.83% | 39.5% | 35.9% | 36.77% | 37.01% | 38.6% | 39.38% | 37.64% | 39.15% | 37.43% | 41.25%
VIC1 | Solar PV | 22.1% | 18.67% | 15.81% | 19.08% | 19.66% | 20.38% | 21.45% | 20.4% | 21.89% | 21.64% | 22.84% | 23.42% | 23.55% | 21.87% | 22.81% | 22.52% | 21.55% | 22.65% | 22.28% | 20.26% | 20.93% | 21.63% | 19.9% | 20.92% | 20.87% | 20.08%
VIC1 | Grid Battery | 5.7% | 12.96% | 10.96% | 8.868% | 7.75% | 6.935% | 6.41% | 5.494% | 5.077% | 4.714% | 5.113% | 5.472% | 5.45% | 4.616% | 4.8% | 4.782% | 4.483% | 4.576% | 4.763% | 4.929% | 5.045% | 5.134% | 4.565% | 4.732% | 4.82% | 4.621%
VIC1 | Pumped Hydro | - | - | - | - | 23.7% | 25.5% | 27.14% | 26.15% | 25.44% | 23.34% | 23.89% | 25.01% | 25.67% | 23.78% | 24.1% | 25.31% | 23.3% | 24.35% | 25.17% | 25.99% | 27.49% | 27.58% | 24.87% | 25.78% | 27.04% | 25.24%
VIC1 | Coordinated CER storage | 9.546% | 8.249% | 8.849% | 9.019% | 7.752% | 7.736% | 9.078% | 9.718% | 10.36% | 10.77% | 11.09% | 12.19% | 12.76% | 11.49% | 12.26% | 12.23% | 12.03% | 12.03% | 12.77% | 13% | 13.37% | 13.58% | 12.53% | 12.91% | 13.12% | 12.79%
Region | Technology | 2024-25 | 2025-26 | 2026-27 | 2027-28 | 2028-29 | 2029-30 | 2030-31 | 2031-32 | 2032-33 | 2033-34 | 2034-35 | 2035-36 | 2036-37 | 2037-38 | 2038-39 | 2039-40 | 2040-41 | 2041-42 | 2042-43 | 2043-44 | 2044-45 | 2045-46 | 2046-47 | 2047-48 | 2048-49 | 2049-50
SA1 | Black Coal | bar: 2024-25 to 2049-50
SA1 | Brown Coal | bar: 2024-25 to 2049-50
SA1 | CCGT | 11.72% | 2.028% | 8.038% | 28.47% | 26.07% | 25.64% | 32.35% | 28.54% | 32.54% | 42.7% | 43.05% | 38.32% | 40.12% | - | - | - | - | - | - | - | - | - | - | - | - | -
SA1 | Gas - Steam | 0.7339% | 27.4% | - | - | - | - | - | - | - | - | - | - | - | - | - | - | - | - | - | - | - | - | - | - | - | -
SA1 | OCGT / Diesel | 0.555% | 0.05099% | 0.4596% | 4.159% | 3.992% | 6.469% | 6.61% | 6.796% | 12.32% | 23.36% | 25.03% | 17.59% | 16.95% | 20.29% | 21.74% | 24.86% | 28.09% | 24.29% | 26.05% | 27.37% | 18.5% | 19.73% | 22.14% | 23.62% | 23.84% | 22.8%
SA1 | Hydro | bar: 2024-25 to 2049-50
SA1 | Hydrogen Turbine | - | 0.1384% | 19% | 0.05662% | 0.11% | 10.02% | 8.466e-07% | 8.544e-07% | 0.1815% | 0.06581% | 1.308e-06% | 0.3718% | 1.828e-05% | 0.4118% | 1.905e-06% | 0.05443% | 0.06032% | 0.1349% | 2.982e-06% | 0.2107% | 0.5694% | 0.1012% | 0.07524% | 5.051e-06% | 0.439% | 0.2445%
SA1 | Wind | 31.63% | 28.14% | 34.86% | 34.6% | 31.78% | 32.42% | 32.6% | 34.29% | 31.49% | 31.78% | 30.44% | 34.55% | 34.59% | 33.21% | 34.55% | 34.73% | 36.9% | 33.19% | 33.29% | 31.39% | 34.99% | 33.78% | 31.94% | 32.98% | 31.96% | 34.9%
SA1 | Solar PV | 22.41% | 18.95% | 22.17% | 23.9% | 21.12% | 21.97% | 22.46% | 21.65% | 22.83% | 22.18% | 22.28% | 22.26% | 23.2% | 21.61% | 23.07% | 23.5% | 22.63% | 23.55% | 22.72% | 21.7% | 22.68% | 22.51% | 19.92% | 21.01% | 20.64% | 20.5%
SA1 | Grid Battery | 5.044% | 4.253% | 4.629% | 4.601% | 4.19% | 4.244% | 4.667% | 4.356% | 4.615% | 4.63% | 4.342% | 4.358% | 4.444% | 4.134% | 4.155% | 4.133% | 4.025% | 9.564% | 9.718% | 14.04% | 16.97% | 17.85% | 16.53% | 17.05% | 18.41% | 16.66%
SA1 | Pumped Hydro | bar: 2024-25 to 2049-50
SA1 | Coordinated CER storage | 9.991% | 8.2% | 8.594% | 8.621% | 7.826% | 7.938% | 8.486% | 8.181% | 8.769% | 9.027% | 8.983% | 9.272% | 9.634% | 9.247% | 9.495% | 9.706% | 9.584% | 9.631% | 9.98% | 10.12% | 10.5% | 10.91% | 10.77% | 10.93% | 11.11% | 10.85%
Region | Technology | 2024-25 | 2025-26 | 2026-27 | 2027-28 | 2028-29 | 2029-30 | 2030-31 | 2031-32 | 2032-33 | 2033-34 | 2034-35 | 2035-36 | 2036-37 | 2037-38 | 2038-39 | 2039-40 | 2040-41 | 2041-42 | 2042-43 | 2043-44 | 2044-45 | 2045-46 | 2046-47 | 2047-48 | 2048-49 | 2049-50
TAS1 | Black Coal | bar: 2024-25 to 2049-50
TAS1 | Brown Coal | bar: 2024-25 to 2049-50
TAS1 | CCGT | 0% | 0% | 2.336e-06% | 2.925e-06% | 2.858e-06% | 2.677e-06% | 9.104e-06% | 9.837e-06% | 1.056e-05% | 1.099e-05% | 1.131e-05% | 1.187e-05% | 1.252e-05% | 1.321e-05% | 1.394e-05% | 1.489e-05% | 1.557e-05% | 1.646e-05% | 1.744e-05% | 1.838e-05% | 1.938e-05% | 2.063e-05% | 2.204e-05% | 2.336e-05% | 2.432e-05% | 2.565e-05%
TAS1 | Gas - Steam | bar: 2024-25 to 2049-50
TAS1 | OCGT / Diesel | 4.028e-06% | 2.951e-06% | 3.273e-06% | 4.804e-06% | 4.304e-06% | 3.03e-06% | 1.051e-05% | 1.134e-05% | 1.212e-05% | 1.232e-05% | 1.267e-05% | 1.338e-05% | 1.392e-05% | 1.483e-05% | 1.548e-05% | 1.625e-05% | 3.907e-05% | 4.161e-05% | 4.365e-05% | 4.473e-05% | 4.83e-05% | 5.187e-05% | 5.502e-05% | 5.805e-05% | 5.983e-05% | 6.371e-05%
TAS1 | Hydro | 32.06% | 39.91% | 27.99% | 26.4% | 27.54% | 27.08% | 29.88% | 27.08% | 30.56% | 31.15% | 30.69% | 29.9% | 28.28% | 29.34% | 29.41% | 28.97% | 27.04% | 28.58% | 29.04% | 28.37% | 27.19% | 26.69% | 28.49% | 28.35% | 29.32% | 27.16%
TAS1 | Hydrogen Turbine | bar: 2024-25 to 2049-50
TAS1 | Wind | 32.97% | 36.34% | 40.82% | 43.79% | 36.64% | 32.51% | 29.47% | 28.76% | 26.93% | 25.15% | 24.89% | 23.65% | 23.67% | 22.72% | 21.84% | 20.12% | 20.41% | 20.09% | 19.72% | 20.34% | 20.97% | 21.99% | 22.1% | 22.11% | 21.09% | 21.34%
TAS1 | Solar PV | bar: 2024-25 to 2049-50
TAS1 | Grid Battery | 0% | 0.009014% | 0.01277% | 0.01369% | 0.01399% | 0.0151% | 0.01592% | 0.01763% | 0.01903% | 0.02091% | 0.02308% | 0.02551% | 0.02813% | 0.03372% | 0.03757% | 0.04093% | 0.04545% | 0.04979% | 0.05441% | 0.05745% | 0.06386% | 0.06948% | 0.0754% | 0.08199% | 0.08897% | 0.09724%
TAS1 | Pumped Hydro | bar: 2024-25 to 2049-50
TAS1 | Coordinated CER storage | - | 1.711% | 5.601% | 4.904% | 3.992% | 5.675% | 6.224% | 6.69% | 6.447% | 6.436% | 7.362% | 7.665% | 8.835% | 7.536% | 7.654% | 8.21% | 9.03% | 9.029% | 9.167% | 9.834% | 9.864% | 10.72% | 8.655% | 9.702% | 9.596% | 10.18%
Explicitly modelled pumping
Region | Technology | 2024-25 | 2025-26 | 2026-27 | 2027-28 | 2028-29 | 2029-30 | 2030-31 | 2031-32 | 2032-33 | 2033-34 | 2034-35 | 2035-36 | 2036-37 | 2037-38 | 2038-39 | 2039-40 | 2040-41 | 2041-42 | 2042-43 | 2043-44 | 2044-45 | 2045-46 | 2046-47 | 2047-48 | 2048-49 | 2049-50
NEM | Grid Battery pump | 8.633% | 12.28% | 13.54% | 12.43% | 11.14% | 10.68% | 10.25% | 9.073% | 8.553% | 7.878% | 7.59% | 8.073% | 8.041% | 7.046% | 7.322% | 7.3% | 7.011% | 8.468% | 8.701% | 8.946% | 12.58% | 12.33% | 11.14% | 12.32% | 12.46% | 12.21%
NEM | Pumped Hydro Pump | 29.08% | 24.03% | 27.99% | 27.57% | 25.55% | 31.01% | 29.12% | 28.83% | 29.49% | 30.65% | 30.35% | 31.91% | 31.57% | 28.71% | 28.37% | 29.75% | 29.45% | 29.62% | 31.76% | 32.93% | 34.44% | 35.08% | 31.37% | 31.08% | 33.5% | 32.34%
NEM | Coordinated CER storage pump | 11.17% | 9.419% | 10.03% | 10.25% | 9.287% | 9.437% | 10.57% | 11.12% | 12.17% | 12.65% | 12.86% | 13.91% | 14.37% | 13.78% | 14.65% | 14.88% | 14.94% | 15% | 15.58% | 15.57% | 16.16% | 16.48% | 15.66% | 16.24% | 16.34% | 16.18%
Region | Technology | 2024-25 | 2025-26 | 2026-27 | 2027-28 | 2028-29 | 2029-30 | 2030-31 | 2031-32 | 2032-33 | 2033-34 | 2034-35 | 2035-36 | 2036-37 | 2037-38 | 2038-39 | 2039-40 | 2040-41 | 2041-42 | 2042-43 | 2043-44 | 2044-45 | 2045-46 | 2046-47 | 2047-48 | 2048-49 | 2049-50
NSW1 | Grid Battery pump | 45.82% | 20.33% | 23.51% | 25.17% | 23.01% | 24% | 25.23% | 24.73% | 25.21% | 24.57% | 23.13% | 24.68% | 26.26% | 24.27% | 25.14% | 25.59% | 25.34% | 21.66% | 21.87% | 21.36% | 27.4% | 27.23% | 25.08% | 26.19% | 26.44% | 25.51%
NSW1 | Pumped Hydro Pump | 29.02% | 23.73% | 30.51% | 29.9% | 25.41% | 32.25% | 28.81% | 29.12% | 29.41% | 29.7% | 29.41% | 31.56% | 30.72% | 28.56% | 26.82% | 28.85% | 28.67% | 28.68% | 31.33% | 32.49% | 34.51% | 35.44% | 32.09% | 30.58% | 34% | 31%
NSW1 | Coordinated CER storage pump | 10.07% | 9.075% | 9.774% | 10.3% | 9.53% | 9.517% | 10.97% | 12.15% | 13.42% | 13.86% | 13.62% | 15.01% | 15.41% | 15.08% | 16.12% | 16.65% | 16.66% | 16.68% | 17.09% | 16.76% | 17.53% | 17.84% | 17.17% | 17.85% | 18.02% | 17.6%
Region | Technology | 2024-25 | 2025-26 | 2026-27 | 2027-28 | 2028-29 | 2029-30 | 2030-31 | 2031-32 | 2032-33 | 2033-34 | 2034-35 | 2035-36 | 2036-37 | 2037-38 | 2038-39 | 2039-40 | 2040-41 | 2041-42 | 2042-43 | 2043-44 | 2044-45 | 2045-46 | 2046-47 | 2047-48 | 2048-49 | 2049-50
QLD1 | Grid Battery pump | 9.356% | 8.37% | 9.409% | 9.783% | 9.451% | 9.815% | 9.741% | 9.58% | 9.776% | 9.394% | 9.309% | 9.359% | 8.842% | 8.672% | 8.954% | 8.8% | 8.704% | 12.21% | 12.18% | 11.97% | 13.48% | 13.4% | 13.59% | 13.85% | 13.76% | 13.86%
QLD1 | Pumped Hydro Pump | 29.18% | 24.38% | 25.05% | 24.86% | 20.56% | 24.21% | 27.93% | 26.84% | 28.63% | 32.21% | 31.66% | 32.26% | 32.36% | 28.34% | 30.08% | 30.37% | 30.35% | 30.67% | 32.11% | 33.38% | 33.86% | 34.06% | 29.91% | 31.11% | 32.22% | 34.37%
QLD1 | Coordinated CER storage pump | 10.05% | 8.841% | 9.973% | 10.39% | 10.14% | 10.53% | 11.91% | 13.01% | 14.45% | 14.86% | 15.42% | 16.12% | 15.9% | 15.82% | 16.64% | 16.64% | 16.88% | 17.04% | 17.28% | 17.22% | 17.67% | 17.76% | 17.03% | 17.61% | 17.45% | 17.87%
Region | Technology | 2024-25 | 2025-26 | 2026-27 | 2027-28 | 2028-29 | 2029-30 | 2030-31 | 2031-32 | 2032-33 | 2033-34 | 2034-35 | 2035-36 | 2036-37 | 2037-38 | 2038-39 | 2039-40 | 2040-41 | 2041-42 | 2042-43 | 2043-44 | 2044-45 | 2045-46 | 2046-47 | 2047-48 | 2048-49 | 2049-50
VIC1 | Grid Battery pump | 6.789% | 15.32% | 12.9% | 10.53% | 9.146% | 8.211% | 7.593% | 6.517% | 6.03% | 5.574% | 6.066% | 6.495% | 6.469% | 5.477% | 5.716% | 5.656% | 5.339% | 5.409% | 5.671% | 5.829% | 5.986% | 6.112% | 5.397% | 5.632% | 5.698% | 5.479%
VIC1 | Pumped Hydro Pump | - | - | - | - | 31.18% | 33.56% | 35.71% | 34.65% | 33.36% | 30.78% | 31.31% | 32.83% | 34% | 31.07% | 31.79% | 33.22% | 31.02% | 31.68% | 33.28% | 34.03% | 36.17% | 36.65% | 32.36% | 34.28% | 35.21% | 33.21%
VIC1 | Coordinated CER storage pump | 11.23% | 9.711% | 10.39% | 10.64% | 9.1% | 9.101% | 10.68% | 11.45% | 12.2% | 12.65% | 13.04% | 14.35% | 15.01% | 13.52% | 14.47% | 14.35% | 14.2% | 14.11% | 15.07% | 15.26% | 15.72% | 16.02% | 14.7% | 15.24% | 15.39% | 15.05%
Region | Technology | 2024-25 | 2025-26 | 2026-27 | 2027-28 | 2028-29 | 2029-30 | 2030-31 | 2031-32 | 2032-33 | 2033-34 | 2034-35 | 2035-36 | 2036-37 | 2037-38 | 2038-39 | 2039-40 | 2040-41 | 2041-42 | 2042-43 | 2043-44 | 2044-45 | 2045-46 | 2046-47 | 2047-48 | 2048-49 | 2049-50
SA1 | Grid Battery pump | 5.989% | 5.057% | 5.487% | 5.481% | 4.965% | 5.056% | 5.531% | 5.175% | 5.491% | 5.493% | 5.159% | 5.178% | 5.281% | 4.911% | 4.95% | 4.896% | 4.795% | 11.47% | 11.7% | 16.84% | 20.41% | 21.55% | 19.82% | 20.58% | 22.1% | 20.07%
SA1 | Pumped Hydro Pump | bar: 2024-25 to 2049-50
SA1 | Coordinated CER storage pump | 11.74% | 9.658% | 10.09% | 10.17% | 9.184% | 9.364% | 9.961% | 9.624% | 10.33% | 10.61% | 10.57% | 10.91% | 11.34% | 10.87% | 11.2% | 11.39% | 11.31% | 11.3% | 11.78% | 11.88% | 12.35% | 12.87% | 12.63% | 12.9% | 13.04% | 12.76%
Region | Technology | 2024-25 | 2025-26 | 2026-27 | 2027-28 | 2028-29 | 2029-30 | 2030-31 | 2031-32 | 2032-33 | 2033-34 | 2034-35 | 2035-36 | 2036-37 | 2037-38 | 2038-39 | 2039-40 | 2040-41 | 2041-42 | 2042-43 | 2043-44 | 2044-45 | 2045-46 | 2046-47 | 2047-48 | 2048-49 | 2049-50
TAS1 | Grid Battery pump | 0% | 0.01072% | 0.01519% | 0.01628% | 0.01663% | 0.01795% | 0.01892% | 0.02096% | 0.02262% | 0.02485% | 0.02743% | 0.03031% | 0.03344% | 0.04008% | 0.04466% | 0.04864% | 0.05402% | 0.05918% | 0.06467% | 0.06828% | 0.0759% | 0.08258% | 0.08961% | 0.09745% | 0.1057% | 0.1156%
TAS1 | Pumped Hydro Pump | bar: 2024-25 to 2049-50
TAS1 | Coordinated CER storage pump | - | 2.015% | 6.586% | 5.789% | 4.683% | 6.691% | 7.306% | 7.877% | 7.605% | 7.552% | 8.687% | 8.997% | 10.42% | 8.862% | 8.999% | 9.651% | 10.65% | 10.62% | 10.8% | 11.56% | 11.59% | 12.65% | 10.17% | 11.42% | 11.27% | 11.98%

## BaseCase_Generation
Annual sent-out generation by technology (GWh) - BaseCase, Green Energy Exports scenario
Explicitly modelled generation
Region | Technology | 2024-25 | 2025-26 | 2026-27 | 2027-28 | 2028-29 | 2029-30 | 2030-31 | 2031-32 | 2032-33 | 2033-34 | 2034-35 | 2035-36 | 2036-37 | 2037-38 | 2038-39 | 2039-40 | 2040-41 | 2041-42 | 2042-43 | 2043-44 | 2044-45 | 2045-46 | 2046-47 | 2047-48 | 2048-49 | 2049-50
NEM | Black Coal | 77464.3703 | 59397.9877 | 50399.6769 | 47411.5527 | 36957.4948 | 23936.123 | 27188.2499 | 27015.3686 | 29532.7704 | 26790.1258 | 24418.8531 | 19210.9425 | 19390.4623 | 18793.0537 | 19886.7125 | 19757.4367 | 10245.5513 | 10166.8022 | 10045.751 | 10596.2083 | 10559.4797 | 9307.0491 | 9763.8899 | 10195.3659 | 10153.5603 | 9835.0639
NEM | Brown Coal | 30235.6061 | 25422.7752 | 21081.6496 | 10751.5704 | 7466.013 | 6307.3861 | 6701.9439 | 6212.1532 | 7370.041 | 3806.4219 | 0 | 0 | 0 | 0 | 0 | 0 | 0 | 0 | 0 | 0 | 0 | 0 | 0 | 0 | 0 | 0
NEM | CCGT | 1635.2155 | 991.461 | 1302.5548 | 4154.8861 | 3754.0598 | 4136.4569 | 4333.0892 | 4604.6854 | 4196.6521 | 7259.2703 | 7294.5782 | 8441.3481 | 7894.3559 | 7756.8772 | 7270.8406 | 6834.2793 | 7244.9462 | 12017.577 | 12739.0383 | 10521.8458 | 9879.3652 | 8866.8242 | 15319.4423 | 15014.0789 | 14841.6431 | 14746.5073
NEM | Gas - Steam | 59.5401 | 2777.044 | 2097.6838 | 2575.2078 | 2745.443 | 2548.7842 | 715.8451 | 785.3955 | 1284.4575 | 1632.6403 | 1306.3083 | 942.939 | 1029.7476 | 1083.6025 | 1080.7013 | 0 | 0 | 0 | 0 | 0 | 0 | 0 | 0 | 0 | 0 | 0
NEM | OCGT / Diesel | 77.3594 | 64.9857 | 118.0492 | 1016.0776 | 1163.0462 | 1937.0827 | 880.2674 | 838.2066 | 2318.1311 | 3564.3346 | 6586.1656 | 4904.8024 | 5456.3217 | 6508.9303 | 6749.0122 | 9917.3971 | 15591.1695 | 12017.5992 | 12076.4742 | 15050.981 | 10303.2521 | 11959.5158 | 10750.8306 | 12023.0594 | 15147.2848 | 16895.8193
NEM | Hydro | 15150.701 | 16970.6019 | 14113.6149 | 12610.1969 | 15169.2828 | 13945.6425 | 13530.7988 | 13014.8283 | 13321.8682 | 14709.5434 | 14861.3221 | 14320.4871 | 12790.2499 | 15166.2565 | 13890.8501 | 12949.5322 | 12591.5775 | 12528.9165 | 13453.7691 | 13735.5211 | 12996.5739 | 11966.8001 | 14909.1257 | 13402.4632 | 13110.1422 | 12584.6285
NEM | Hydrogen Turbine | 0 | 2.4254 | 1213.1318 | 105.875 | 333.0852 | 1218.1081 | 0.18128 | 3.9256e-05 | 3.5429 | 1.8781 | 0.54376 | 8.4905 | 0.00034693 | 15.0143 | 6.6326e-05 | 0.95362 | 1.0568 | 4.7281 | 0.55958 | 4.0546 | 16.5968 | 3.5461 | 2.8279 | 0.00017273 | 20.2829 | 6.2537
NEM | Wind | 32541.9701 | 51232.8116 | 65508.7081 | 77491.1142 | 91813.6375 | 94822.8592 | 98105.28 | 103393.1039 | 103228.8754 | 103689.1225 | 109207.0956 | 117422.849 | 122120.9953 | 127188.0517 | 128221.7791 | 130150.2052 | 132164.532 | 130334.4537 | 129190.1173 | 124782.1746 | 128605.3526 | 128837.7211 | 126946.0479 | 126719.0754 | 126160.9044 | 128761.1148
NEM | Solar PV | 21890.9355 | 23041.3597 | 23098.2032 | 26527.0509 | 28352.4953 | 29895.5435 | 33749.6464 | 33400.8644 | 34178.9839 | 37374.2812 | 38081.0254 | 39980.7652 | 40134.5958 | 34732.9076 | 37021.191 | 38912.0481 | 42997.2631 | 46012.9197 | 48953.0881 | 54026.227 | 59233.4535 | 62351.2722 | 56666.5667 | 60165.0124 | 64212.1738 | 67348.5824
NEM | Grid Battery | 779.569 | 1477.3635 | 2106.3581 | 2738.8678 | 2467.7279 | 2541.6519 | 2801.6752 | 2819.1295 | 2978.5664 | 3050.1171 | 3816.491 | 4062.6959 | 4014.8656 | 3514.6994 | 3649.5612 | 3654.188 | 3488.7363 | 4552.0197 | 4656.1783 | 4636.1891 | 7779.2015 | 7417.5593 | 6778.6189 | 6651.7028 | 6700.1962 | 6333.7601
NEM | Pumped Hydro | 1201.8608 | 1415.3102 | 1509.5627 | 1477.545 | 5721.0235 | 7007.6005 | 14268.5046 | 13966.5261 | 14515.6669 | 15153.4811 | 15161.7526 | 15765.2361 | 15313.1644 | 14303.3256 | 14135.7193 | 14726.1207 | 14393.0806 | 14718.9199 | 15342.0129 | 16486.8945 | 16934.2071 | 17054.6747 | 15419.7195 | 15345.575 | 16480.6569 | 15991.8391
NEM | Coordinated CER storage | 89.0997 | 89.8746 | 112.9942 | 134.2257 | 142.2262 | 168.6409 | 225.6795 | 285.3953 | 376.6744 | 473.4154 | 578.0961 | 748.4337 | 916.0358 | 1031.8144 | 1280.5875 | 1506.4027 | 1724.4015 | 1979.213 | 2316.0919 | 2609.6719 | 3027.2314 | 3437.1445 | 3640.0757 | 4160.6066 | 4610.8018 | 4988.3824
Total excluding storage |  | 181126.2275 | 182884.0006 | 182662.1873 | 186994.1702 | 196085.5353 | 188465.8794 | 202501.1613 | 206335.6568 | 213306.2304 | 217504.6318 | 221312.2319 | 225808.9894 | 229060.7947 | 230094.5333 | 233186.9548 | 238408.5637 | 240442.3149 | 244333.1491 | 248773.0807 | 252449.768 | 259334.714 | 261202.1071 | 260197.1451 | 263676.9399 | 271437.6463 | 277491.9516
Region | Technology | 2024-25 | 2025-26 | 2026-27 | 2027-28 | 2028-29 | 2029-30 | 2030-31 | 2031-32 | 2032-33 | 2033-34 | 2034-35 | 2035-36 | 2036-37 | 2037-38 | 2038-39 | 2039-40 | 2040-41 | 2041-42 | 2042-43 | 2043-44 | 2044-45 | 2045-46 | 2046-47 | 2047-48 | 2048-49 | 2049-50
NSW1 | Black Coal | 36430.0477 | 25479.6207 | 21778.1665 | 24313.024 | 15714.6335 | 9820.3725 | 10891.7658 | 10550.6185 | 12020.6034 | 8718.9064 | 7589.6047 | 8195.5865 | 8586.5967 | 8178.0176 | 8478.452 | 8527.807 | 0 | 0 | 0 | 0 | 0 | 0 | 0 | 0 | 0 | 0
NSW1 | Brown Coal | 0 | 0 | 0 | 0 | 0 | 0 | 0 | 0 | 0 | 0 | 0 | 0 | 0 | 0 | 0 | 0 | 0 | 0 | 0 | 0 | 0 | 0 | 0 | 0 | 0 | 0
NSW1 | CCGT | 16.5317 | 34.9034 | 69.4967 | 745.3999 | 756.5267 | 858.5143 | 1014.1489 | 910.4643 | 763.7876 | 1723.8714 | 1903.5033 | 1661.7056 | 1484.3129 | 1874.2007 | 1634.0274 | 1724.3285 | 1895.0779 | 1586.0714 | 2029.0629 | 0.026143 | 0.024894 | 0.026353 | 0.026053 | 0.025652 | 0.024988 | 0.025125
NSW1 | Gas - Steam | 0 | 0 | 0 | 0 | 0 | 0 | 0 | 0 | 0 | 0 | 0 | 0 | 0 | 0 | 0 | 0 | 0 | 0 | 0 | 0 | 0 | 0 | 0 | 0 | 0 | 0
NSW1 | OCGT / Diesel | 5.0726 | 58.4604 | 48.5349 | 268.4012 | 317.9341 | 818.0616 | 26.2094 | 1.9898 | 648.049 | 751.8993 | 3041.0447 | 1559.8546 | 1683.7729 | 1073.9362 | 1421.4999 | 1928.1631 | 4374.5294 | 2200.2603 | 2416.0369 | 3451.5747 | 1924.6375 | 1650.6467 | 1655.3205 | 2372.7707 | 2438.4701 | 2858.5277
NSW1 | Hydro | 3398.9944 | 3262.5074 | 3463.707 | 2844.7757 | 3775.1146 | 3338.6517 | 2756.0299 | 2855.2453 | 2575.517 | 3230.6441 | 3390.7298 | 3191.378 | 2587.5187 | 3788.0951 | 3164.7291 | 2788.4408 | 2887.3379 | 2706.7921 | 3201.439 | 3526.2317 | 3251.6867 | 2846.2023 | 4000.1986 | 3187.3628 | 3125.1689 | 3113.4894
NSW1 | Hydrogen Turbine | 0 | 0 | 0 | 0 | 0 | 0 | 0 | 0 | 0 | 0 | 0 | 0 | 0 | 0 | 0 | 0 | 0 | 0 | 0 | 0 | 0 | 0 | 0 | 0 | 0 | 0
NSW1 | Wind | 7789.5427 | 19531.3197 | 22938.1263 | 25270.3676 | 29879.4008 | 27542.8422 | 29368.5079 | 30444.8283 | 30782.0558 | 30483.0028 | 30655.142 | 31987.2767 | 32987.2672 | 37150.1321 | 33668.0631 | 35148.2289 | 33923.2915 | 34706.5133 | 34224.1356 | 32168.4148 | 33625.8954 | 34813.8497 | 34957.0873 | 32094.8411 | 33759.7313 | 33458.6621
NSW1 | Solar PV | 9732.111 | 10956.4212 | 12168.187 | 12450.8749 | 15605.8881 | 16284.8611 | 18343.726 | 18150.2377 | 18287.3852 | 18049.9615 | 17572.3334 | 18518.8201 | 18540.3261 | 16124.2176 | 16603.1252 | 17917.0492 | 21319.6592 | 24066.9223 | 26636.4223 | 28115.727 | 30324.0236 | 32406.1792 | 30667.6809 | 32182.1857 | 34975.7557 | 34471.2783
NSW1 | Grid Battery | 177.0554 | 690.4663 | 1011.8396 | 1078.7083 | 991.7518 | 1031.7577 | 1083.5066 | 1061.472 | 1082.4779 | 1058.3331 | 991.9772 | 1062.7427 | 1031.8906 | 951.0735 | 989.6354 | 1007.3012 | 992.9584 | 1469.1354 | 1479.7441 | 1446.2122 | 3890.9234 | 3459.8817 | 2979.9336 | 3101.2348 | 3130.8553 | 3021.6737
NSW1 | Pumped Hydro | 356.9871 | 309.1418 | 366.733 | 350.5946 | 3336.1364 | 4338.8401 | 7595.1009 | 7567.1735 | 7787.1324 | 7924.6554 | 8047.2627 | 8411.0806 | 7955.5637 | 7781.852 | 7203.799 | 7722.6815 | 7563.4206 | 7705.0027 | 8023.7729 | 8887.133 | 9171.8696 | 9298.2496 | 8484.7403 | 8169.6423 | 9063.7575 | 8248.5806
NSW1 | Coordinated CER storage | 13.5766 | 15.7107 | 21.3235 | 27.3005 | 30.8476 | 37.0776 | 53.9836 | 75.9926 | 106.3898 | 138.7454 | 169.3723 | 230.7442 | 287.3994 | 336.5941 | 428.6022 | 519.9207 | 601.4036 | 696.6678 | 813.0248 | 903.3797 | 1065.3382 | 1213.012 | 1309.7184 | 1507.3196 | 1679.365 | 1800.5601
Total excluding storage |  | 57919.9192 | 60338.5516 | 61866.1144 | 67349.4467 | 70408.2336 | 64070.9788 | 71132.979 | 71618.0219 | 74053.3982 | 72080.0195 | 73360.9701 | 74819.189 | 75144.6481 | 77258.119 | 73591.9332 | 77283.9209 | 73557.6784 | 75137.3654 | 78823.6384 | 78498.6993 | 83254.3993 | 85688.0477 | 84054.7056 | 82615.3826 | 88173.1288 | 86972.7969
Region | Technology | 2024-25 | 2025-26 | 2026-27 | 2027-28 | 2028-29 | 2029-30 | 2030-31 | 2031-32 | 2032-33 | 2033-34 | 2034-35 | 2035-36 | 2036-37 | 2037-38 | 2038-39 | 2039-40 | 2040-41 | 2041-42 | 2042-43 | 2043-44 | 2044-45 | 2045-46 | 2046-47 | 2047-48 | 2048-49 | 2049-50
QLD1 | Black Coal | 41034.3226 | 33918.367 | 28621.5104 | 23098.5287 | 21242.8613 | 14115.7504 | 16296.4841 | 16464.7501 | 17512.167 | 18071.2194 | 16829.2484 | 11015.356 | 10803.8656 | 10615.0361 | 11408.2605 | 11229.6297 | 10245.5513 | 10166.8022 | 10045.751 | 10596.2083 | 10559.4797 | 9307.0491 | 9763.8899 | 10195.3659 | 10153.5603 | 9835.0639
QLD1 | Brown Coal | 0 | 0 | 0 | 0 | 0 | 0 | 0 | 0 | 0 | 0 | 0 | 0 | 0 | 0 | 0 | 0 | 0 | 0 | 0 | 0 | 0 | 0 | 0 | 0 | 0 | 0
QLD1 | CCGT | 890.6752 | 830.5993 | 860.5828 | 2090.1895 | 1789.2193 | 2089.9354 | 1819.87 | 2371.5163 | 1925.1191 | 3556.7839 | 3396.1582 | 5004.0535 | 4551.0351 | 5882.6205 | 5636.7589 | 5109.8953 | 5349.8139 | 10431.4501 | 10709.9187 | 10521.7642 | 9879.2879 | 8866.7427 | 15319.3605 | 15013.9992 | 14841.5642 | 14746.4298
QLD1 | Gas - Steam | 0 | 0 | 0 | 0 | 0 | 0 | 0 | 0 | 0 | 0 | 0 | 0 | 0 | 0 | 0 | 0 | 0 | 0 | 0 | 0 | 0 | 0 | 0 | 0 | 0 | 0
QLD1 | OCGT / Diesel | 0.00010978 | 0.00014059 | 0.0001581 | 35.9436 | 32.5752 | 50.1219 | 1.7927 | 0.073979 | 12.0727 | 24.6884 | 293.4267 | 879.0507 | 1629.9065 | 1670.2944 | 1798.6871 | 2873.3383 | 5086.7297 | 2124.3351 | 2606.1233 | 3326.776 | 3074.4472 | 4284.9163 | 2843.7508 | 3468.84 | 4822.6262 | 6102.0826
QLD1 | Hydro | 705.017 | 661.4395 | 660.6864 | 687.1195 | 683.9185 | 683.1639 | 636.8883 | 688.1816 | 709.558 | 717.8196 | 702.2803 | 709.2312 | 705.0599 | 258.367 | 264.642 | 259.455 | 269.3702 | 269.7961 | 0 | 0 | 0 | 0 | 0 | 0 | 0 | 0
QLD1 | Hydrogen Turbine | 0 | 0 | 880.2826 | 104.8831 | 331.1575 | 1042.5674 | 0.18127 | 2.4287e-05 | 0.3625 | 0.72498 | 0.54374 | 1.9774 | 2.6671e-05 | 7.7995 | 3.2949e-05 | 3.7099e-05 | 4.2742e-05 | 2.364 | 0.55953 | 0.36254 | 6.6214 | 1.7731 | 1.5097 | 8.4228e-05 | 12.5923 | 1.9701
QLD1 | Wind | 5565.7024 | 9606.339 | 16647.178 | 19345.9376 | 24278.0436 | 24236.0742 | 26302.0349 | 25591.0941 | 26333.583 | 24591.9014 | 27390.4756 | 28706.9042 | 28963.9583 | 29465.2962 | 29198.0804 | 29913.7517 | 29402.1173 | 31300.2781 | 29712.106 | 29168.2577 | 28657.9902 | 28603.7373 | 29331.5927 | 29114.2591 | 29419.1925 | 28490.7095
QLD1 | Solar PV | 8576.0343 | 7773.8418 | 6713.4119 | 8448.5306 | 7027.1839 | 7671.82 | 9244.1293 | 9362.5895 | 9629.1793 | 13186.449 | 14185.6952 | 15058.0418 | 15043.4225 | 12514.91 | 13991.6922 | 14550.6049 | 15491.2151 | 15147.2635 | 15605.154 | 17575.737 | 18372.0718 | 18895.7219 | 15193.4706 | 16753.7929 | 18022.0839 | 22744.3236
QLD1 | Grid Battery | 179.0377 | 160.1687 | 180.5029 | 186.9566 | 180.6717 | 188.2687 | 186.4084 | 182.8919 | 187.523 | 179.7752 | 177.7806 | 179.3167 | 169.3446 | 165.4922 | 171.7968 | 168.3945 | 166.1086 | 417.8276 | 416.6523 | 410.0937 | 652.5008 | 648.3887 | 820.8273 | 837.8936 | 831.7695 | 837.9974
QLD1 | Pumped Hydro | 844.8737 | 1106.1685 | 1142.8297 | 1126.9505 | 931.7977 | 1104.8923 | 5009.1507 | 4795.9187 | 5168.5168 | 5797.828 | 5649.371 | 5820.7826 | 5783.4329 | 5063.0659 | 5454.3008 | 5451.4678 | 5400.9204 | 5520.9221 | 5775.0386 | 6006.2328 | 6076.4538 | 6065.08 | 5409.9023 | 5595.1702 | 5759.0314 | 6195.6875
QLD1 | Coordinated CER storage | 6.2084 | 7.236 | 10.4909 | 13.6689 | 16.4449 | 21.2808 | 31.8997 | 46.0137 | 67.0423 | 88.8558 | 116.9944 | 153.4924 | 186.4407 | 224.2486 | 283.6429 | 334.4924 | 394.9919 | 462.6304 | 537.1946 | 610.1145 | 707.6758 | 801.0773 | 859.9924 | 991.5873 | 1086.7686 | 1224.5762
Total excluding storage |  | 57801.8714 | 54064.16 | 55717.4757 | 55138.7086 | 56513.8736 | 51203.875 | 59528.8393 | 59503.03 | 61545.1239 | 66216.0456 | 68741.9742 | 67528.2064 | 67836.4661 | 65867.1305 | 68207.8616 | 69891.0297 | 71806.8184 | 75843.6693 | 75408.498 | 78215.5468 | 77986.5286 | 77474.4863 | 79544.296 | 81970.9083 | 84949.1889 | 90178.8406
Region | Technology | 2024-25 | 2025-26 | 2026-27 | 2027-28 | 2028-29 | 2029-30 | 2030-31 | 2031-32 | 2032-33 | 2033-34 | 2034-35 | 2035-36 | 2036-37 | 2037-38 | 2038-39 | 2039-40 | 2040-41 | 2041-42 | 2042-43 | 2043-44 | 2044-45 | 2045-46 | 2046-47 | 2047-48 | 2048-49 | 2049-50
VIC1 | Black Coal | 0 | 0 | 0 | 0 | 0 | 0 | 0 | 0 | 0 | 0 | 0 | 0 | 0 | 0 | 0 | 0 | 0 | 0 | 0 | 0 | 0 | 0 | 0 | 0 | 0 | 0
VIC1 | Brown Coal | 30235.6061 | 25422.7752 | 21081.6496 | 10751.5704 | 7466.013 | 6307.3861 | 6701.9439 | 6212.1532 | 7370.041 | 3806.4219 | 0 | 0 | 0 | 0 | 0 | 0 | 0 | 0 | 0 | 0 | 0 | 0 | 0 | 0 | 0 | 0
VIC1 | CCGT | 0 | 0 | 0 | 0 | 0 | 0 | 0 | 0 | 0 | 0 | 0 | 0 | 0 | 0 | 0 | 0 | 0 | 0 | 0 | 0 | 0 | 0 | 0 | 0 | 0 | 0
VIC1 | Gas - Steam | 8.1075 | 856.7849 | 2097.6838 | 2575.2078 | 2745.443 | 2548.7842 | 715.8451 | 785.3955 | 1284.4575 | 1632.6403 | 1306.3083 | 942.939 | 1029.7476 | 1083.6025 | 1080.7013 | 0 | 0 | 0 | 0 | 0 | 0 | 0 | 0 | 0 | 0 | 0
VIC1 | OCGT / Diesel | 1.274 | 0.00016054 | 10.7086 | 179.5282 | 301.797 | 241.1366 | 227.9712 | 194.2417 | 754.411 | 1074.3603 | 1415.8792 | 985.5607 | 716.8219 | 1074.6979 | 646.1448 | 1820.5361 | 2406.4273 | 3445.4018 | 2498.8226 | 3487.694 | 2410.6738 | 2937.3778 | 3086.3194 | 2804.367 | 4478.1035 | 4676.2348
VIC1 | Hydro | 3326.648 | 3437.1763 | 3249.1352 | 2721.3992 | 4077.5529 | 3402.1064 | 2942.0424 | 2949.4359 | 2677.3508 | 3261.1736 | 3377.7892 | 3219.32 | 2688.4 | 4054.9277 | 3379.2395 | 2924.5521 | 2922.716 | 2670.2966 | 3260.3432 | 3377.9431 | 3197.3267 | 2694.2353 | 4047.3159 | 3387.3173 | 2924.2439 | 2930.3992
VIC1 | Hydrogen Turbine | 0 | 0 | 0 | 0 | 0 | 0 | 0 | 0 | 0 | 0 | 0 | 0 | 0 | 0 | 0 | 0 | 0 | 0 | 0 | 0 | 0 | 0 | 0 | 0 | 0 | 0
VIC1 | Wind | 11048.6663 | 13491.7338 | 13328.0001 | 18592.0895 | 21270.784 | 26160.087 | 25818.7258 | 29937.4803 | 29745.7765 | 32473.0739 | 35287.6413 | 40205.0123 | 43940.7392 | 44383.5894 | 49186.5101 | 49998.6087 | 52618.8901 | 47835.3784 | 48821.4675 | 48096.9831 | 49110.2739 | 47455.0857 | 45354.5713 | 47815.5013 | 45817.2791 | 48478.8279
VIC1 | Solar PV | 2268.2774 | 2556.8234 | 2164.9765 | 2613.4238 | 2820.6928 | 2924.0291 | 3078.435 | 2927.8421 | 3141.4208 | 3105.6509 | 3276.7153 | 3360.8803 | 3379.2017 | 3138.7284 | 3272.3793 | 3231.3064 | 3091.9978 | 3625.5641 | 3566.9826 | 3884.747 | 6423.1498 | 6576.145 | 6209.922 | 6527.7584 | 6595.4061 | 5644.2408
VIC1 | Grid Battery | 188.3943 | 428.5026 | 698.244 | 1258.7667 | 1099.9906 | 1123.8318 | 1326.4923 | 1383.1892 | 1505.5998 | 1608.3686 | 2465.2515 | 2638.4839 | 2627.8844 | 2225.3433 | 2314.4819 | 2305.7485 | 2161.467 | 2085.8138 | 2171.2102 | 2246.8714 | 2299.8171 | 2340.5331 | 2080.9478 | 1787.1526 | 1820.2169 | 1643.84
VIC1 | Pumped Hydro | 0 | 0 | 0 | 0 | 1453.087 | 1563.8652 | 1664.2496 | 1603.4302 | 1560.0138 | 1430.9937 | 1465.1149 | 1533.3681 | 1574.1627 | 1458.4024 | 1477.6139 | 1551.9655 | 1428.7334 | 1492.9875 | 1543.1935 | 1593.5201 | 1685.8739 | 1691.3348 | 1525.0666 | 1580.7515 | 1657.8564 | 1547.5586
VIC1 | Coordinated CER storage | 12.6271 | 14.9581 | 20.6964 | 26.5476 | 28.5883 | 35.2392 | 52.0246 | 70.2381 | 93.9426 | 121.9987 | 155.3163 | 208.8754 | 263.9189 | 284.0301 | 358.0759 | 417.0117 | 474.2374 | 543.6088 | 656.7143 | 756.1151 | 874.5001 | 995.5086 | 1023.8414 | 1169.9701 | 1310.6729 | 1401.9228
Total excluding storage |  | 47089.6007 | 46208.7544 | 42651.0941 | 38718.5333 | 41263.9487 | 44306.4656 | 42527.7297 | 46063.4062 | 48133.0138 | 48514.682 | 48750.0159 | 53094.4397 | 56220.8765 | 57703.3217 | 61715.1469 | 62249.729 | 65104.469 | 61699.0511 | 62518.7338 | 63443.8738 | 66001.6152 | 64690.2202 | 63327.9844 | 65072.8183 | 64603.7788 | 66323.0241
Region | Technology | 2024-25 | 2025-26 | 2026-27 | 2027-28 | 2028-29 | 2029-30 | 2030-31 | 2031-32 | 2032-33 | 2033-34 | 2034-35 | 2035-36 | 2036-37 | 2037-38 | 2038-39 | 2039-40 | 2040-41 | 2041-42 | 2042-43 | 2043-44 | 2044-45 | 2045-46 | 2046-47 | 2047-48 | 2048-49 | 2049-50
SA1 | Black Coal | 0 | 0 | 0 | 0 | 0 | 0 | 0 | 0 | 0 | 0 | 0 | 0 | 0 | 0 | 0 | 0 | 0 | 0 | 0 | 0 | 0 | 0 | 0 | 0 | 0 | 0
SA1 | Brown Coal | 0 | 0 | 0 | 0 | 0 | 0 | 0 | 0 | 0 | 0 | 0 | 0 | 0 | 0 | 0 | 0 | 0 | 0 | 0 | 0 | 0 | 0 | 0 | 0 | 0 | 0
SA1 | CCGT | 728.0086 | 125.9583 | 372.4752 | 1319.2966 | 1208.3138 | 1188.0071 | 1499.0701 | 1322.7046 | 1507.7453 | 1978.6148 | 1994.9165 | 1775.5888 | 1859.0077 | 0.055721 | 0.053994 | 0.055223 | 0.054175 | 0.055203 | 0.056359 | 0.055178 | 0.052129 | 0.054733 | 0.055316 | 0.053632 | 0.053421 | 0.051889
SA1 | Gas - Steam | 51.4326 | 1920.2592 | 0 | 0 | 0 | 0 | 0 | 0 | 0 | 0 | 0 | 0 | 0 | 0 | 0 | 0 | 0 | 0 | 0 | 0 | 0 | 0 | 0 | 0 | 0 | 0
SA1 | OCGT / Diesel | 71.0127 | 6.5249 | 58.8056 | 532.2045 | 510.7398 | 827.7626 | 624.294 | 641.901 | 903.5982 | 1713.3864 | 1835.8148 | 1480.3361 | 1425.8202 | 2690.0015 | 2882.6801 | 3295.3593 | 3723.4829 | 4247.6017 | 4555.4913 | 4784.936 | 2893.4933 | 3086.5748 | 3165.4397 | 3377.0814 | 3408.0846 | 3258.9739
SA1 | Hydro | 0 | 0 | 0 | 0 | 0 | 0 | 0 | 0 | 0 | 0 | 0 | 0 | 0 | 0 | 0 | 0 | 0 | 0 | 0 | 0 | 0 | 0 | 0 | 0 | 0 | 0
SA1 | Hydrogen Turbine | 0 | 2.4254 | 332.8492 | 0.99192 | 1.9277 | 175.5407 | 1.4833e-05 | 1.4969e-05 | 3.1804 | 1.1531 | 2.2919e-05 | 6.5131 | 0.00032026 | 7.2147 | 3.3377e-05 | 0.95359 | 1.0568 | 2.364 | 5.2253e-05 | 3.6921 | 9.9755 | 1.7731 | 1.3183 | 8.8501e-05 | 7.6905 | 4.2836
SA1 | Wind | 6510.8716 | 6809.8894 | 9567.9969 | 9949.2605 | 11850.8075 | 12017.4843 | 11895.462 | 12511.8638 | 11489.9078 | 11321.7781 | 10844.9946 | 11496.9992 | 10949.741 | 10883.4006 | 10841.9902 | 9971.0899 | 11027.5999 | 11380.8174 | 11415.1468 | 10174.4004 | 12140.6744 | 12647.1752 | 11958.972 | 12348.6787 | 12064.0406 | 13173.3935
SA1 | Solar PV | 1314.5129 | 1754.2732 | 2051.6278 | 3014.2214 | 2898.7303 | 3014.8331 | 3083.3559 | 2960.1948 | 3120.9983 | 3032.2195 | 3046.2812 | 3043.0226 | 3171.6452 | 2955.0512 | 3153.994 | 3213.0867 | 3094.3902 | 3173.169 | 3144.5282 | 4450.0151 | 4114.2073 | 4473.2252 | 4595.4923 | 4701.2744 | 4618.927 | 4488.7387
SA1 | Grid Battery | 235.0816 | 198.2243 | 215.7694 | 214.4338 | 195.3115 | 197.791 | 205.2652 | 191.5733 | 202.9624 | 203.6365 | 181.4778 | 182.1481 | 185.741 | 172.7844 | 173.6405 | 172.7366 | 168.1944 | 579.2341 | 588.5622 | 533.0017 | 935.949 | 968.7435 | 896.897 | 925.4074 | 917.3389 | 830.2319
SA1 | Pumped Hydro | 0 | 0 | 0 | 0 | 0.00079805 | 0.00098718 | 0.0011641 | 0.0011989 | 0.0012012 | 0.0011544 | 0.0011551 | 0.0015327 | 0.0015318 | 0.0014715 | 0.0014888 | 0.0015471 | 0.0015881 | 0.0026367 | 0.0025886 | 0.0027777 | 0.0035697 | 0.0035406 | 0.0033435 | 0.0034271 | 0.0035276 | 0.0035983
SA1 | Coordinated CER storage | 56.6255 | 51.7899 | 59.6985 | 65.8496 | 65.4711 | 73.5021 | 85.8198 | 90.666 | 106.4532 | 120.3764 | 131.6538 | 149.2784 | 169.8565 | 178.3331 | 199.8066 | 221.6871 | 236.6106 | 256.4216 | 285.8304 | 311.3504 | 346.8994 | 387.0651 | 409.6156 | 445.2894 | 482.6495 | 500.9389
Total excluding storage |  | 8967.5454 | 10869.3446 | 12659.2225 | 15096.2584 | 16731.3025 | 17494.922 | 17393.2682 | 17718.9047 | 17334.8468 | 18371.166 | 18035.1399 | 18133.8878 | 17761.8134 | 16886.8428 | 17252.167 | 16874.97 | 18251.3906 | 19639.6657 | 19989.6178 | 20257.4537 | 20441.2546 | 21564.6151 | 21027.7934 | 21797.7885 | 21498.7881 | 22256.6161
Region | Technology | 2024-25 | 2025-26 | 2026-27 | 2027-28 | 2028-29 | 2029-30 | 2030-31 | 2031-32 | 2032-33 | 2033-34 | 2034-35 | 2035-36 | 2036-37 | 2037-38 | 2038-39 | 2039-40 | 2040-41 | 2041-42 | 2042-43 | 2043-44 | 2044-45 | 2045-46 | 2046-47 | 2047-48 | 2048-49 | 2049-50
TAS1 | Black Coal | 0 | 0 | 0 | 0 | 0 | 0 | 0 | 0 | 0 | 0 | 0 | 0 | 0 | 0 | 0 | 0 | 0 | 0 | 0 | 0 | 0 | 0 | 0 | 0 | 0 | 0
TAS1 | Brown Coal | 0 | 0 | 0 | 0 | 0 | 0 | 0 | 0 | 0 | 0 | 0 | 0 | 0 | 0 | 0 | 0 | 0 | 0 | 0 | 0 | 0 | 0 | 0 | 0 | 0 | 0
TAS1 | CCGT | 0 | 0 | 4.2556e-05 | 5.33e-05 | 5.2077e-05 | 4.8778e-05 | 0.00016589 | 0.00017924 | 0.00019234 | 0.00020023 | 0.00020601 | 0.00021627 | 0.00022815 | 0.00024074 | 0.00025394 | 0.00027127 | 0.00028373 | 0.0002999 | 0.00031775 | 0.00033497 | 0.0003531 | 0.00037586 | 0.00040154 | 0.00042573 | 0.00044312 | 0.00046733
TAS1 | Gas - Steam | 0 | 0 | 0 | 0 | 0 | 0 | 0 | 0 | 0 | 0 | 0 | 0 | 0 | 0 | 0 | 0 | 0 | 0 | 0 | 0 | 0 | 0 | 0 | 0 | 0 | 0
TAS1 | OCGT / Diesel | 6.2801e-05 | 4.6021e-05 | 5.1039e-05 | 7.4903e-05 | 6.7115e-05 | 4.7245e-05 | 0.00016389 | 0.00017685 | 0.00018894 | 0.00019214 | 0.00019753 | 0.00020869 | 0.00021701 | 0.0002313 | 0.0002414 | 0.00025345 | 0.00019848 | 0.0002114 | 0.00022177 | 0.00022729 | 0.00024542 | 0.00026354 | 0.00027956 | 0.00029492 | 0.000304 | 0.00032369
TAS1 | Hydro | 7720.0415 | 9609.4787 | 6740.0863 | 6356.9025 | 6632.6967 | 6521.7205 | 7195.8382 | 6521.9655 | 7359.4424 | 7499.9061 | 7390.5228 | 7200.5579 | 6809.2713 | 7064.8668 | 7082.2395 | 6977.0843 | 6512.1534 | 6882.0317 | 6991.987 | 6831.3462 | 6547.5606 | 6426.3625 | 6861.6112 | 6827.7832 | 7060.7293 | 6540.7398
TAS1 | Hydrogen Turbine | 0 | 0 | 0 | 0 | 0 | 0 | 0 | 0 | 0 | 0 | 0 | 0 | 0 | 0 | 0 | 0 | 0 | 0 | 0 | 0 | 0 | 0 | 0 | 0 | 0 | 0
TAS1 | Wind | 1627.1872 | 1793.5298 | 3027.4069 | 4333.459 | 4534.6017 | 4866.3715 | 4720.5494 | 4907.8374 | 4877.5522 | 4819.3662 | 5028.8422 | 5026.6566 | 5279.2897 | 5305.6334 | 5327.1352 | 5118.526 | 5192.6332 | 5111.4665 | 5017.2614 | 5174.1187 | 5070.5188 | 5317.8732 | 5343.8246 | 5345.7953 | 5100.6609 | 5159.5219
TAS1 | Solar PV | 0 | 5.2538e-05 | 0.00012159 | 0.00014759 | 0.0001598 | 0.00017264 | 0.00019464 | 0.00020334 | 0.00024822 | 0.00030668 | 0.0002935 | 0.00032369 | 0.00032536 | 0.00030563 | 0.00033521 | 0.00084692 | 0.00078422 | 0.00083025 | 0.00095082 | 0.00091114 | 0.00096577 | 0.00098452 | 0.00088036 | 0.00098503 | 0.0010441 | 0.00098521
TAS1 | Grid Battery | 0 | 0.0015795 | 0.0022387 | 0.0024 | 0.0024522 | 0.0026465 | 0.0027902 | 0.0030902 | 0.0033362 | 0.0036657 | 0.0040463 | 0.0044713 | 0.004932 | 0.0059125 | 0.0065889 | 0.0071778 | 0.0079716 | 0.0087338 | 0.0095448 | 0.01008 | 0.011206 | 0.012194 | 0.013234 | 0.014393 | 0.015623 | 0.017078
TAS1 | Pumped Hydro | 0 | 0 | 0 | 0 | 0.0015658 | 0.0018287 | 0.0022962 | 0.002525 | 0.0027028 | 0.0028298 | 0.0029151 | 0.0033899 | 0.0035807 | 0.0037877 | 0.004044 | 0.0043676 | 0.0046654 | 0.0049892 | 0.0053318 | 0.0057668 | 0.0061894 | 0.0066293 | 0.0070348 | 0.0075373 | 0.0080686 | 0.0087625
TAS1 | Coordinated CER storage | 0.061999 | 0.17989 | 0.78498 | 0.8591 | 0.8742 | 1.5412 | 1.9518 | 2.4849 | 2.8464 | 3.4392 | 4.7592 | 6.0434 | 8.4203 | 8.6086 | 10.4599 | 13.2908 | 17.158 | 19.8844 | 23.3279 | 28.7122 | 32.818 | 40.4816 | 36.9081 | 46.4402 | 51.346 | 60.3844
Total excluding storage |  | 9347.2908 | 11403.1901 | 9768.2805 | 10691.2232 | 11168.1769 | 11389.6379 | 11918.345 | 11432.294 | 12239.8477 | 12322.7187 | 12424.1318 | 12233.2666 | 12096.9906 | 12379.1193 | 12419.8461 | 12108.914 | 11721.9585 | 12013.3977 | 12032.5926 | 12034.1944 | 11650.9163 | 11784.7378 | 12242.3658 | 12220.0422 | 12212.7617 | 11760.6738
Explicitly modelled pumping
Region | Technology | 2024-25 | 2025-26 | 2026-27 | 2027-28 | 2028-29 | 2029-30 | 2030-31 | 2031-32 | 2032-33 | 2033-34 | 2034-35 | 2035-36 | 2036-37 | 2037-38 | 2038-39 | 2039-40 | 2040-41 | 2041-42 | 2042-43 | 2043-44 | 2044-45 | 2045-46 | 2046-47 | 2047-48 | 2048-49 | 2049-50
NEM | Grid Battery pump | 923.7071 | 1755.7177 | 2498.7015 | 3264.997 | 2926.5984 | 3022.0556 | 3332.2749 | 3356.6741 | 3547.1272 | 3619.2108 | 4540.0582 | 4828.6745 | 4774.4556 | 4183.8603 | 4347.716 | 4334.1744 | 4162.999 | 5398.2557 | 5546.6019 | 5500.5933 | 9289.6528 | 8878.8008 | 8060.6009 | 7945.4173 | 7982.9492 | 7555.2783
NEM | Pumped Hydro Pump | 3336.6202 | 3283.5823 | 3825.0049 | 3767.9867 | 8807.3094 | 10688.6933 | 20336.9167 | 20135.8673 | 20598.5572 | 21407.6763 | 21195.5253 | 22287.5728 | 22048.9423 | 20049.1242 | 19813.2924 | 20778.0483 | 20567.7171 | 20686.8828 | 22185.4398 | 22997.3098 | 24051.9887 | 24499.3213 | 21913.3064 | 21710.7214 | 23398.2476 | 22589.6222
NEM | Coordinated CER storage pump | 104.7689 | 105.7823 | 132.7082 | 158.2842 | 167.018 | 198.5708 | 265.3512 | 336.1595 | 443.4237 | 556.3416 | 680.6606 | 880.0313 | 1077.5987 | 1215.6913 | 1507.5613 | 1769.3396 | 2034.5696 | 2323.3366 | 2728.3676 | 3066.2075 | 3561.1766 | 4053.0273 | 4273.987 | 4900.1666 | 5418.4494 | 5868.4997
Region | Technology | 2024-25 | 2025-26 | 2026-27 | 2027-28 | 2028-29 | 2029-30 | 2030-31 | 2031-32 | 2032-33 | 2033-34 | 2034-35 | 2035-36 | 2036-37 | 2037-38 | 2038-39 | 2039-40 | 2040-41 | 2041-42 | 2042-43 | 2043-44 | 2044-45 | 2045-46 | 2046-47 | 2047-48 | 2048-49 | 2049-50
NSW1 | Grid Battery pump | 208.7155 | 824.4977 | 1208.6752 | 1294.2589 | 1183.3682 | 1233.8769 | 1297.568 | 1271.5522 | 1296.5209 | 1263.3328 | 1189.1776 | 1269.3185 | 1235.1408 | 1141.776 | 1182.39 | 1203.763 | 1191.9085 | 1745.3385 | 1761.9301 | 1721.3637 | 4666.7758 | 4159.138 | 3557.9405 | 3715.8018 | 3750.7191 | 3619.6611
NSW1 | Pumped Hydro Pump | 2135.1478 | 1746.1497 | 2244.9317 | 2200.2113 | 5598.7972 | 7104.0315 | 11497.1742 | 11620.3591 | 11735.8179 | 11851.7183 | 11737.0939 | 12594.2458 | 12258.7934 | 11395.684 | 10701.5854 | 11510.8019 | 11439.2516 | 11442.6793 | 12499.291 | 12963.0547 | 13771.9086 | 14143.0301 | 12806.1603 | 12201.5017 | 13566.3798 | 12369.5879
NSW1 | Coordinated CER storage pump | 15.9725 | 18.4435 | 25.0865 | 32.1964 | 36.2298 | 43.604 | 63.5904 | 89.5063 | 125.2865 | 162.957 | 199.6116 | 271.081 | 338.1169 | 397.1479 | 503.9563 | 610.798 | 709.5172 | 817.629 | 956.5393 | 1062.8032 | 1253.2923 | 1431.0295 | 1536.8885 | 1773.5926 | 1975.5645 | 2118.1892
Region | Technology | 2024-25 | 2025-26 | 2026-27 | 2027-28 | 2028-29 | 2029-30 | 2030-31 | 2031-32 | 2032-33 | 2033-34 | 2034-35 | 2035-36 | 2036-37 | 2037-38 | 2038-39 | 2039-40 | 2040-41 | 2041-42 | 2042-43 | 2043-44 | 2044-45 | 2045-46 | 2046-47 | 2047-48 | 2048-49 | 2049-50
QLD1 | Grid Battery pump | 211.456 | 189.1774 | 212.6516 | 221.1092 | 213.6061 | 221.8193 | 220.1516 | 216.529 | 220.9366 | 212.3212 | 210.3963 | 211.5175 | 199.8434 | 195.9885 | 202.3704 | 198.8815 | 196.7156 | 492.3067 | 490.9553 | 482.6579 | 768.282 | 763.8333 | 966.8394 | 985.5802 | 979.3022 | 986.4606
QLD1 | Pumped Hydro Pump | 1201.4724 | 1537.4326 | 1580.0732 | 1567.7755 | 1296.5526 | 1526.9407 | 6649.936 | 6390.9106 | 6816.8109 | 7668.7263 | 7538.3384 | 7680.4655 | 7705.0975 | 6748.2606 | 7162.6331 | 7230.0165 | 7226.4396 | 7301.8414 | 7645.3168 | 7947.8105 | 8061.812 | 8108.7318 | 7122.5712 | 7407.1639 | 7672.5679 | 8183.7568
QLD1 | Coordinated CER storage pump | 7.304 | 8.5188 | 12.3184 | 16.1079 | 19.3673 | 24.9891 | 37.5296 | 54.2683 | 78.7383 | 104.5363 | 137.9284 | 180.5 | 219.1332 | 264.5576 | 333.0797 | 393.4026 | 465.9786 | 543.6524 | 632.1515 | 717.0123 | 832.5076 | 942.968 | 1012.07 | 1165.735 | 1278.616 | 1440.6129
Region | Technology | 2024-25 | 2025-26 | 2026-27 | 2027-28 | 2028-29 | 2029-30 | 2030-31 | 2031-32 | 2032-33 | 2033-34 | 2034-35 | 2035-36 | 2036-37 | 2037-38 | 2038-39 | 2039-40 | 2040-41 | 2041-42 | 2042-43 | 2043-44 | 2044-45 | 2045-46 | 2046-47 | 2047-48 | 2048-49 | 2049-50
VIC1 | Grid Battery pump | 224.4037 | 506.357 | 821.6481 | 1494.1701 | 1298.2092 | 1330.6849 | 1571.3124 | 1640.9741 | 1788.1537 | 1901.9595 | 2924.892 | 3131.4505 | 3118.7831 | 2640.86 | 2756.079 | 2726.9102 | 2573.9862 | 2465.9617 | 2585.2588 | 2657.3951 | 2728.8111 | 2786.4182 | 2460.1751 | 2126.8929 | 2151.697 | 1949.3355
VIC1 | Pumped Hydro Pump | 0 | 0 | 0 | 0 | 1911.9566 | 2057.7173 | 2189.8019 | 2124.5927 | 2045.9233 | 1887.2265 | 1920.0877 | 2012.8551 | 2085.0446 | 1905.1727 | 1949.0667 | 2037.2221 | 1902.0177 | 1942.352 | 2040.8215 | 2086.4334 | 2218.2552 | 2247.546 | 1984.5613 | 2102.0414 | 2159.2847 | 2036.2614
VIC1 | Coordinated CER storage pump | 14.8554 | 17.61 | 24.3035 | 31.3058 | 33.56 | 41.4579 | 61.2054 | 82.7934 | 110.6623 | 143.3332 | 182.6179 | 245.7357 | 310.4928 | 334.153 | 422.5129 | 489.355 | 559.6781 | 637.788 | 774.9621 | 887.3242 | 1028.6894 | 1174.6551 | 1201.0507 | 1380.7813 | 1537.622 | 1649.3209
Region | Technology | 2024-25 | 2025-26 | 2026-27 | 2027-28 | 2028-29 | 2029-30 | 2030-31 | 2031-32 | 2032-33 | 2033-34 | 2034-35 | 2035-36 | 2036-37 | 2037-38 | 2038-39 | 2039-40 | 2040-41 | 2041-42 | 2042-43 | 2043-44 | 2044-45 | 2045-46 | 2046-47 | 2047-48 | 2048-49 | 2049-50
SA1 | Grid Battery pump | 279.1319 | 235.6837 | 255.724 | 255.4561 | 231.4121 | 235.6715 | 243.2397 | 227.6151 | 241.512 | 241.5929 | 215.5875 | 216.3827 | 220.6823 | 205.2287 | 206.8687 | 204.6112 | 200.3792 | 694.6384 | 708.4463 | 639.1646 | 1125.7707 | 1169.3966 | 1075.6302 | 1117.1253 | 1101.2124 | 999.8007
SA1 | Pumped Hydro Pump | 0 | 0 | 0 | 0 | 0.0010501 | 0.0013041 | 0.001528 | 0.0015784 | 0.0015819 | 0.0015186 | 0.0015175 | 0.0020155 | 0.0020188 | 0.0019339 | 0.001963 | 0.0020307 | 0.0020985 | 0.0034613 | 0.0034161 | 0.0036486 | 0.0046945 | 0.0046767 | 0.0043794 | 0.0045278 | 0.0046227 | 0.0047404
SA1 | Coordinated CER storage pump | 66.5654 | 60.9982 | 70.0767 | 77.6598 | 76.8351 | 86.7028 | 100.7348 | 106.6659 | 125.3789 | 141.4794 | 154.8868 | 175.6216 | 199.9255 | 209.7092 | 235.7149 | 260.16 | 279.1643 | 300.8736 | 337.2402 | 365.3253 | 408.1169 | 456.6418 | 480.6295 | 525.3733 | 566.3194 | 589.3399
Region | Technology | 2024-25 | 2025-26 | 2026-27 | 2027-28 | 2028-29 | 2029-30 | 2030-31 | 2031-32 | 2032-33 | 2033-34 | 2034-35 | 2035-36 | 2036-37 | 2037-38 | 2038-39 | 2039-40 | 2040-41 | 2041-42 | 2042-43 | 2043-44 | 2044-45 | 2045-46 | 2046-47 | 2047-48 | 2048-49 | 2049-50
TAS1 | Grid Battery pump | 0 | 0.0018779 | 0.0026613 | 0.0028524 | 0.0029143 | 0.0031454 | 0.003316 | 0.0036728 | 0.0039651 | 0.0043567 | 0.0048091 | 0.005314 | 0.0058621 | 0.007027 | 0.0078315 | 0.0085307 | 0.0094746 | 0.010381 | 0.011345 | 0.01198 | 0.013318 | 0.014494 | 0.015729 | 0.017108 | 0.018567 | 0.020295
TAS1 | Pumped Hydro Pump | 0 | 0 | 0 | 0 | 0.0020673 | 0.0024084 | 0.0030216 | 0.0033253 | 0.003557 | 0.0037234 | 0.0038375 | 0.0044603 | 0.0047142 | 0.0049836 | 0.0053226 | 0.0057455 | 0.0061464 | 0.0065631 | 0.0070186 | 0.0075884 | 0.0081436 | 0.0087288 | 0.0092533 | 0.0099236 | 0.010609 | 0.011518
TAS1 | Coordinated CER storage pump | 0.071579 | 0.21186 | 0.92313 | 1.0143 | 1.0256 | 1.8171 | 2.2912 | 2.9257 | 3.3577 | 4.0357 | 5.6159 | 7.093 | 9.9303 | 10.1236 | 12.2974 | 15.624 | 20.2315 | 23.3936 | 27.4746 | 33.7424 | 38.5704 | 47.7328 | 43.3483 | 54.6843 | 60.3274 | 71.0367

## BaseCase_Capacity
Installed capacity by technology (MW) - BaseCase, Green Energy Exports scenario
Capacity calculated on 1 July. In early study years some wind and solar projects enter later in the financial year and are therefore reflected in the following financial year's capacity.
Explicitly modelled generation
Region | Technology | 2024-25 | 2025-26 | 2026-27 | 2027-28 | 2028-29 | 2029-30 | 2030-31 | 2031-32 | 2032-33 | 2033-34 | 2034-35 | 2035-36 | 2036-37 | 2037-38 | 2038-39 | 2039-40 | 2040-41 | 2041-42 | 2042-43 | 2043-44 | 2044-45 | 2045-46 | 2046-47 | 2047-48 | 2048-49 | 2049-50
NEM | Black Coal | 16456 | 16456 | 13576 | 9202.4832 | 7888.8456 | 5220.5619 | 5220.5619 | 5220.5619 | 5220.5616 | 4458.8884 | 4458.8884 | 3082 | 3082 | 3082 | 3082 | 3082 | 1692 | 1692 | 1692 | 1692 | 1692 | 1692 | 1692 | 1692 | 1692 | 1692
NEM | Brown Coal | 4835 | 4835 | 4835 | 1943.1258 | 1366.2105 | 1160.0005 | 1160.0005 | 1160.0005 | 1159.9999 | 580 | 0 | 0 | 0 | 0 | 0 | 0 | 0 | 0 | 0 | 0 | 0 | 0 | 0 | 0 | 0 | 0
NEM | CCGT | 2954.9 | 2954.9 | 2774.9 | 2774.9 | 2774.9 | 2774.9 | 2774.9 | 2774.9 | 2774.9004 | 2774.9006 | 2774.901 | 2774.9014 | 2389.9014 | 1985.991 | 1985.991 | 1841.591 | 1841.5924 | 2715.2212 | 2715.2212 | 2275.2212 | 2275.2212 | 1729.6568 | 2772.7018 | 2772.7018 | 2772.7018 | 2772.7018
NEM | Gas - Steam | 1300 | 1300 | 500 | 500 | 500 | 500 | 500 | 500 | 500 | 500 | 500 | 500 | 500 | 500 | 500 | 0 | 0 | 0 | 0 | 0 | 0 | 0 | 0 | 0 | 0 | 0
NEM | OCGT / Diesel | 8132.159 | 8132.159 | 8132.159 | 8132.159 | 8165.0427 | 8165.0427 | 7782.5427 | 7782.5427 | 7542.9196 | 7504.6574 | 7387.6575 | 8365.3518 | 8365.3519 | 9148.6415 | 9148.6415 | 8708.6416 | 8588.6416 | 10209.193 | 10115.1931 | 10115.1931 | 9962.0641 | 9962.0641 | 9259.0644 | 8675.0644 | 8912.8342 | 9237.0621
NEM | Hydro | 7705.32 | 7705.32 | 7705.32 | 7705.32 | 7705.32 | 7705.32 | 7705.32 | 7705.32 | 7705.32 | 7705.32 | 7705.32 | 7705.32 | 7705.32 | 7618.92 | 7618.92 | 7618.92 | 7618.92 | 7618.92 | 7552.92 | 7552.92 | 7552.92 | 7552.92 | 7552.92 | 7552.92 | 7552.92 | 7552.92
NEM | Hydrogen Turbine | 0 | 200 | 400 | 400 | 400 | 400 | 400 | 400 | 400 | 400 | 400 | 400 | 400 | 400 | 400 | 400 | 400 | 400 | 400 | 400 | 400 | 400 | 400 | 400 | 400 | 400
NEM | Wind | 11633.548 | 18481.4169 | 23046.06 | 25978.7176 | 32578.6675 | 33848.513 | 33902.0459 | 34521.5787 | 35308.1117 | 35996.1432 | 37823.1755 | 38674.8087 | 39907.7026 | 42520.3754 | 42858.4282 | 43673.1713 | 43275.5028 | 44463.3258 | 44468.3151 | 43185.1573 | 42538.3933 | 42890.781 | 42685.4881 | 42881.582 | 43316.2398 | 43050.0208
NEM | Solar PV | 10219.991 | 11900.991 | 12221.5731 | 12749.5384 | 15136.1092 | 15136.1092 | 15136.1092 | 15129.9893 | 15129.9893 | 16995.1411 | 17695.6856 | 17695.6856 | 17574.6856 | 17524.6857 | 17374.3857 | 17374.3863 | 19107.9446 | 20598.7291 | 22246.3223 | 25913.1959 | 27157.5968 | 28944.6273 | 30446.4505 | 30192.8479 | 30697.4185 | 32540.5658
NEM | Grid Battery | 1221.4 | 1632.424 | 2106.4087 | 2999.3693 | 2999.3698 | 3229.0767 | 3711.5764 | 4223.2768 | 4734.2767 | 5244.077 | 6827.9775 | 6827.9811 | 6777.9813 | 6777.984 | 6777.9843 | 6777.9845 | 6777.9849 | 7277.2693 | 7277.2697 | 7019.2707 | 8430.5472 | 8219.5239 | 8257.5069 | 7364.5475 | 7313.7477 | 7064.0416
NEM | Pumped Hydro | 810 | 1060 | 1060 | 1060 | 3435.0103 | 3435.0107 | 7473.0108 | 7473.0109 | 7473.011 | 7473.011 | 7473.011 | 7473.0114 | 7473.0115 | 7473.0116 | 7473.0117 | 7473.0118 | 7473.0119 | 7473.0158 | 7473.0159 | 7473.0161 | 7473.0198 | 7473.02 | 7473.0201 | 7473.0203 | 7473.0205 | 7473.0207
NEM | Coordinated CER storage | 107.1 | 128.2 | 151 | 176.2 | 205.3 | 240.2 | 286.6 | 345.02 | 415.91 | 502.21 | 604.02 | 722.32 | 855.92 | 1006.91 | 1174.67 | 1357.13 | 1554.75 | 1768.71 | 1999.49 | 2247.6 | 2515.95 | 2806.94 | 3116.31 | 3444.13 | 3785.5601 | 4140.06
Total excluding storage |  | 65375.418 | 74786.4108 | 76508.4208 | 73621.8133 | 83154.7756 | 81814.7347 | 86052.6675 | 87236.2008 | 88365.0002 | 90134.3487 | 93650.6366 | 94221.38 | 95031.8743 | 98038.5191 | 98394.0323 | 98306.8363 | 98330.3482 | 104216.3842 | 105939.7472 | 107873.5744 | 109997.7124 | 111671.533 | 113655.4617 | 112448.8138 | 113916.4425 | 115922.3926
Region | Technology | 2024-25 | 2025-26 | 2026-27 | 2027-28 | 2028-29 | 2029-30 | 2030-31 | 2031-32 | 2032-33 | 2033-34 | 2034-35 | 2035-36 | 2036-37 | 2037-38 | 2038-39 | 2039-40 | 2040-41 | 2041-42 | 2042-43 | 2043-44 | 2044-45 | 2045-46 | 2046-47 | 2047-48 | 2048-49 | 2049-50
NSW1 | Black Coal | 8330 | 8330 | 5450 | 4763.9801 | 3450.3426 | 2151.6725 | 2151.6725 | 2151.6725 | 2151.6725 | 1390 | 1390 | 1390 | 1390 | 1390 | 1390 | 1390 | 0 | 0 | 0 | 0 | 0 | 0 | 0 | 0 | 0 | 0
NSW1 | Brown Coal | 0 | 0 | 0 | 0 | 0 | 0 | 0 | 0 | 0 | 0 | 0 | 0 | 0 | 0 | 0 | 0 | 0 | 0 | 0 | 0 | 0 | 0 | 0 | 0 | 0 | 0
NSW1 | CCGT | 440 | 440 | 440 | 440 | 440 | 440 | 440 | 440 | 440 | 440.0002 | 440.0003 | 440.0003 | 440.0003 | 440.0005 | 440.0005 | 440.0005 | 440.002 | 440.0044 | 440.0044 | 0.004409 | 0.004409 | 0.004409 | 0.0044099 | 0.0044101 | 0.0044103 | 0.0044109
NSW1 | Gas - Steam | 0 | 0 | 0 | 0 | 0 | 0 | 0 | 0 | 0 | 0 | 0 | 0 | 0 | 0 | 0 | 0 | 0 | 0 | 0 | 0 | 0 | 0 | 0 | 0 | 0 | 0
NSW1 | OCGT / Diesel | 2638.999 | 2638.999 | 2638.999 | 2638.999 | 2638.999 | 2638.999 | 2638.999 | 2638.999 | 2638.9991 | 2638.9991 | 2638.9991 | 2638.9994 | 2638.9994 | 2638.9995 | 2638.9995 | 2638.9995 | 2638.9995 | 2639.0059 | 2639.0059 | 2639.0059 | 1790.0069 | 1790.0069 | 1790.0069 | 1790.007 | 1790.007 | 1790.0072
NSW1 | Hydro | 2525 | 2525 | 2525 | 2525 | 2525 | 2525 | 2525 | 2525 | 2525 | 2525 | 2525 | 2525 | 2525 | 2525 | 2525 | 2525 | 2525 | 2525 | 2525 | 2525 | 2525 | 2525 | 2525 | 2525 | 2525 | 2525
NSW1 | Hydrogen Turbine | 0 | 0 | 0 | 0 | 0 | 0 | 0 | 0 | 0 | 0 | 0 | 0 | 0 | 0 | 0 | 0 | 0 | 0 | 0 | 0 | 0 | 0 | 0 | 0 | 0 | 0
NSW1 | Wind | 2616.72 | 6583.0854 | 7658.7287 | 8398.1191 | 10258.965 | 10258.965 | 10258.965 | 10258.965 | 10258.9651 | 10258.9651 | 10258.9651 | 10258.9651 | 10557.1262 | 11989.9685 | 11787.4885 | 11787.4885 | 11495.4126 | 11644.9731 | 11700.5122 | 11135.5322 | 11136.8273 | 11737.153 | 11531.8546 | 11540.8889 | 11834.6164 | 12125.7924
NSW1 | Solar PV | 4365.013 | 5267.013 | 5587.5947 | 5732.7104 | 7917.4881 | 7917.4881 | 7917.4881 | 7917.4881 | 7917.4881 | 7917.4881 | 7917.4881 | 7917.4881 | 7917.4881 | 7917.4881 | 7767.1881 | 7767.1882 | 9275.7532 | 10599.944 | 12047.0851 | 13413.0416 | 13477.7064 | 14825.0307 | 16135.1193 | 16135.2889 | 16214.781 | 16211.5573
NSW1 | Grid Battery | 52 | 463.0221 | 587.0017 | 587.0017 | 587.0017 | 587.0017 | 587.0017 | 587.0017 | 587.0017 | 587.0017 | 587.0017 | 587.0017 | 537.0017 | 537.0025 | 537.0025 | 537.0025 | 537.0027 | 919.8038 | 919.8039 | 919.8039 | 1944.6233 | 1743.6014 | 1619.6234 | 1619.6241 | 1619.6241 | 1619.6242
NSW1 | Pumped Hydro | 240 | 240 | 240 | 240 | 1915 | 1915 | 3955 | 3955 | 3955 | 3955 | 3955 | 3955 | 3955 | 3955 | 3955 | 3955 | 3955 | 3955.0017 | 3955.0017 | 3955.0017 | 3955.0021 | 3955.0021 | 3955.0021 | 3955.0021 | 3955.0021 | 3955.0021
NSW1 | Coordinated CER storage | 18.1 | 23.2 | 29.3 | 35.7 | 43.4 | 52.3 | 66.19 | 84.12 | 106.55 | 134.22 | 167.32 | 206.13 | 250.43 | 300.72 | 356.95 | 418.78 | 486.22 | 559.6 | 638.81 | 724.01 | 816.01 | 915.78 | 1021.82 | 1134.29 | 1251.71 | 1373.95
Total excluding storage |  | 21225.832 | 26510.3195 | 25156.6241 | 25361.5102 | 29776.1964 | 28486.4264 | 30540.3164 | 30558.2464 | 30580.6765 | 29846.6741 | 29879.7743 | 29918.5846 | 30211.0457 | 31694.1792 | 31397.6292 | 31459.4594 | 31353.3901 | 33283.3329 | 34865.2231 | 35311.3997 | 35645.1804 | 37491.5785 | 38578.4307 | 38700.1054 | 39190.745 | 39600.9376
Region | Technology | 2024-25 | 2025-26 | 2026-27 | 2027-28 | 2028-29 | 2029-30 | 2030-31 | 2031-32 | 2032-33 | 2033-34 | 2034-35 | 2035-36 | 2036-37 | 2037-38 | 2038-39 | 2039-40 | 2040-41 | 2041-42 | 2042-43 | 2043-44 | 2044-45 | 2045-46 | 2046-47 | 2047-48 | 2048-49 | 2049-50
QLD1 | Black Coal | 8126 | 8126 | 8126 | 4438.5031 | 4438.5031 | 3068.8894 | 3068.8894 | 3068.8894 | 3068.889 | 3068.8884 | 3068.8884 | 1692 | 1692 | 1692 | 1692 | 1692 | 1692 | 1692 | 1692 | 1692 | 1692 | 1692 | 1692 | 1692 | 1692 | 1692
QLD1 | Brown Coal | 0 | 0 | 0 | 0 | 0 | 0 | 0 | 0 | 0 | 0 | 0 | 0 | 0 | 0 | 0 | 0 | 0 | 0 | 0 | 0 | 0 | 0 | 0 | 0 | 0 | 0
QLD1 | CCGT | 1597.9 | 1597.9 | 1597.9 | 1597.9 | 1597.9 | 1597.9 | 1597.9 | 1597.9 | 1597.9 | 1597.9001 | 1597.9001 | 1597.9005 | 1212.9005 | 1337.9811 | 1337.9811 | 1193.5811 | 1193.5811 | 2067.2075 | 2067.2075 | 2067.2075 | 2067.2075 | 1521.643 | 2564.688 | 2564.688 | 2564.688 | 2564.688
QLD1 | Gas - Steam | 0 | 0 | 0 | 0 | 0 | 0 | 0 | 0 | 0 | 0 | 0 | 0 | 0 | 0 | 0 | 0 | 0 | 0 | 0 | 0 | 0 | 0 | 0 | 0 | 0 | 0
QLD1 | OCGT / Diesel | 1954.5 | 1954.5 | 1954.5 | 1954.5 | 1954.5002 | 1954.5002 | 1954.5002 | 1954.5002 | 1954.5002 | 2086.238 | 1969.238 | 2781.5444 | 2781.5444 | 2781.5444 | 2781.5444 | 2781.5444 | 2781.5444 | 2781.5444 | 2781.5444 | 2781.5444 | 2781.5445 | 2781.5445 | 2232.5447 | 2232.5447 | 2470.3144 | 2794.542
QLD1 | Hydro | 152.4 | 152.4 | 152.4 | 152.4 | 152.4 | 152.4 | 152.4 | 152.4 | 152.4 | 152.4 | 152.4 | 152.4 | 152.4 | 66 | 66 | 66 | 66 | 66 | 0 | 0 | 0 | 0 | 0 | 0 | 0 | 0
QLD1 | Hydrogen Turbine | 0 | 0 | 200 | 200 | 200 | 200 | 200 | 200 | 200 | 200 | 200 | 200 | 200 | 200 | 200 | 200 | 200 | 200 | 200 | 200 | 200 | 200 | 200 | 200 | 200 | 200
QLD1 | Wind | 1922.408 | 3302.9114 | 6137.8324 | 6699.378 | 8920.6214 | 8920.6214 | 8920.6214 | 8920.6214 | 8920.6214 | 8974.3201 | 10206.8196 | 10206.8196 | 10206.8196 | 10206.8198 | 10206.8198 | 10206.8198 | 10255.5362 | 10791.2777 | 10791.2778 | 10610.7601 | 10157.8703 | 10363.2614 | 10363.2633 | 10363.2634 | 10437.5495 | 10437.55
QLD1 | Solar PV | 4013.785 | 4013.785 | 4013.785 | 4013.7858 | 4013.7934 | 4013.7934 | 4013.7934 | 4013.7934 | 4013.7934 | 5878.9452 | 6579.4897 | 6579.4897 | 6458.4897 | 6408.4897 | 6408.4897 | 6408.4897 | 6633.483 | 6633.4832 | 6792.1057 | 7970.7751 | 8106.8329 | 8379.3671 | 8115.0131 | 7940.441 | 8321.398 | 10619.9534
QLD1 | Grid Battery | 258 | 258.0005 | 258.002 | 258.002 | 258.0024 | 258.0024 | 258.0024 | 258.0024 | 258.0024 | 258.0025 | 258.0031 | 258.0059 | 258.0059 | 258.0061 | 258.0061 | 258.0061 | 258.0062 | 460.177 | 460.177 | 460.1779 | 650.4741 | 650.4736 | 812.4372 | 812.4372 | 812.4368 | 812.4368
QLD1 | Pumped Hydro | 570 | 820 | 820 | 820 | 820.008 | 820.008 | 2818.008 | 2818.008 | 2818.008 | 2818.008 | 2818.0081 | 2818.0081 | 2818.0081 | 2818.0081 | 2818.0081 | 2818.0081 | 2818.0082 | 2818.0092 | 2818.0093 | 2818.0093 | 2818.0116 | 2818.0116 | 2818.0116 | 2818.0116 | 2818.0116 | 2818.0117
QLD1 | Coordinated CER storage | 8.3 | 11 | 14.1 | 17.7 | 21.8 | 27.1 | 35.96 | 47.63 | 62.22 | 80.32 | 102.12 | 127.86 | 157.29 | 190.85 | 228.57 | 269.87 | 315.04 | 364.19 | 417.59 | 475.32 | 537.89 | 605.96 | 678.56 | 755.7 | 836.39 | 920.48
Total excluding storage |  | 18603.293 | 20236.497 | 23274.5194 | 20152.1688 | 22377.5285 | 21013.2148 | 23020.0748 | 23031.7448 | 23046.3345 | 25115.0224 | 26952.867 | 26414.0282 | 25937.4583 | 25959.6992 | 25997.4193 | 25894.3193 | 26213.1991 | 27873.889 | 28019.9116 | 29075.7942 | 29011.8308 | 29012.2611 | 29476.5179 | 29379.0858 | 30152.7884 | 32859.6619
Region | Technology | 2024-25 | 2025-26 | 2026-27 | 2027-28 | 2028-29 | 2029-30 | 2030-31 | 2031-32 | 2032-33 | 2033-34 | 2034-35 | 2035-36 | 2036-37 | 2037-38 | 2038-39 | 2039-40 | 2040-41 | 2041-42 | 2042-43 | 2043-44 | 2044-45 | 2045-46 | 2046-47 | 2047-48 | 2048-49 | 2049-50
VIC1 | Black Coal | 0 | 0 | 0 | 0 | 0 | 0 | 0 | 0 | 0 | 0 | 0 | 0 | 0 | 0 | 0 | 0 | 0 | 0 | 0 | 0 | 0 | 0 | 0 | 0 | 0 | 0
VIC1 | Brown Coal | 4835 | 4835 | 4835 | 1943.1258 | 1366.2105 | 1160.0005 | 1160.0005 | 1160.0005 | 1159.9999 | 580 | 0 | 0 | 0 | 0 | 0 | 0 | 0 | 0 | 0 | 0 | 0 | 0 | 0 | 0 | 0 | 0
VIC1 | CCGT | 0 | 0 | 0 | 0 | 0 | 0 | 0 | 0 | 0 | 0 | 0 | 0 | 0 | 0 | 0 | 0 | 0 | 0 | 0 | 0 | 0 | 0 | 0 | 0 | 0 | 0
VIC1 | Gas - Steam | 500 | 500 | 500 | 500 | 500 | 500 | 500 | 500 | 500 | 500 | 500 | 500 | 500 | 500 | 500 | 0 | 0 | 0 | 0 | 0 | 0 | 0 | 0 | 0 | 0 | 0
VIC1 | OCGT / Diesel | 1900 | 1900 | 1900 | 1900 | 1932.8835 | 1932.8835 | 1932.8835 | 1932.8835 | 1934.0813 | 1764.0813 | 1764.0813 | 1806.3636 | 1806.3636 | 2036.6557 | 2036.6557 | 1596.6557 | 1596.6557 | 2734.7177 | 2640.7177 | 2640.7177 | 3546.5875 | 3546.5875 | 3546.5875 | 2962.5875 | 2962.5875 | 2962.5875
VIC1 | Hydro | 2279.02 | 2279.02 | 2279.02 | 2279.02 | 2279.02 | 2279.02 | 2279.02 | 2279.02 | 2279.02 | 2279.02 | 2279.02 | 2279.02 | 2279.02 | 2279.02 | 2279.02 | 2279.02 | 2279.02 | 2279.02 | 2279.02 | 2279.02 | 2279.02 | 2279.02 | 2279.02 | 2279.02 | 2279.02 | 2279.02
VIC1 | Hydrogen Turbine | 0 | 0 | 0 | 0 | 0 | 0 | 0 | 0 | 0 | 0 | 0 | 0 | 0 | 0 | 0 | 0 | 0 | 0 | 0 | 0 | 0 | 0 | 0 | 0 | 0 | 0
VIC1 | Wind | 4181.36 | 5269.36 | 5269.3601 | 6469.3635 | 7728.7768 | 8728.7768 | 8728.7769 | 9228.7769 | 9895.7771 | 10509.2769 | 10984.2769 | 11984.277 | 12984.277 | 13917.0765 | 14497.0765 | 15497.0765 | 15208.7765 | 15208.7766 | 15158.2266 | 14834.4266 | 14522.4266 | 13756.1375 | 13756.1375 | 13943.197 | 13974.3714 | 13416.9758
VIC1 | Solar PV | 1171.573 | 1563.573 | 1563.573 | 1563.5734 | 1637.9868 | 1637.9868 | 1637.9868 | 1637.9868 | 1637.9868 | 1637.9868 | 1637.9868 | 1637.9868 | 1637.9868 | 1637.9868 | 1637.9868 | 1637.9868 | 1637.9868 | 1827.3339 | 1827.3339 | 2188.8017 | 3502.48 | 3471.377 | 3562.7578 | 3562.7578 | 3606.8791 | 3209.4293
VIC1 | Grid Battery | 377.33 | 377.3305 | 727.3328 | 1620.2934 | 1620.2935 | 1850.0003 | 2362.5 | 2874.2003 | 3385.2001 | 3895.0001 | 5503.8999 | 5503.8999 | 5503.8999 | 5503.8999 | 5503.8999 | 5503.8999 | 5503.8999 | 5203.901 | 5203.901 | 5203.901 | 5203.9026 | 5203.9019 | 5203.8998 | 4310.9392 | 4310.9392 | 4061.2325
VIC1 | Pumped Hydro | 0 | 0 | 0 | 0 | 700.0017 | 700.0017 | 700.0017 | 700.0017 | 700.0017 | 700.0017 | 700.0017 | 700.0017 | 700.0017 | 700.0017 | 700.0017 | 700.0017 | 700.0017 | 700.0024 | 700.0024 | 700.0024 | 700.003 | 700.003 | 700.0031 | 700.0031 | 700.0031 | 700.0031
VIC1 | Coordinated CER storage | 15.1 | 20.7 | 26.7 | 33.6 | 42.1 | 52 | 65.42 | 82.51 | 103.52 | 129.34 | 159.89 | 195.54 | 236.06 | 282.14 | 333.34 | 389.28 | 449.98 | 515.86 | 587.11 | 663.9 | 746.83 | 836.96 | 932.89 | 1034.61 | 1140.58 | 1250.8
Total excluding storage |  | 15259.383 | 16744.9835 | 17100.9859 | 16308.9761 | 17807.2728 | 18840.6696 | 19366.5894 | 20395.3797 | 21595.5869 | 21994.7068 | 23529.1567 | 24607.089 | 25647.6091 | 26856.7807 | 27487.9807 | 27603.9207 | 27376.3208 | 28469.6114 | 28396.3114 | 28510.7693 | 30501.2497 | 29793.9869 | 29981.2956 | 28793.1146 | 28974.3803 | 27880.0482
Region | Technology | 2024-25 | 2025-26 | 2026-27 | 2027-28 | 2028-29 | 2029-30 | 2030-31 | 2031-32 | 2032-33 | 2033-34 | 2034-35 | 2035-36 | 2036-37 | 2037-38 | 2038-39 | 2039-40 | 2040-41 | 2041-42 | 2042-43 | 2043-44 | 2044-45 | 2045-46 | 2046-47 | 2047-48 | 2048-49 | 2049-50
SA1 | Black Coal | 0 | 0 | 0 | 0 | 0 | 0 | 0 | 0 | 0 | 0 | 0 | 0 | 0 | 0 | 0 | 0 | 0 | 0 | 0 | 0 | 0 | 0 | 0 | 0 | 0 | 0
SA1 | Brown Coal | 0 | 0 | 0 | 0 | 0 | 0 | 0 | 0 | 0 | 0 | 0 | 0 | 0 | 0 | 0 | 0 | 0 | 0 | 0 | 0 | 0 | 0 | 0 | 0 | 0 | 0
SA1 | CCGT | 709 | 709 | 529 | 529 | 529 | 529 | 529 | 529 | 529.0004 | 529.0004 | 529.0006 | 529.0006 | 529.0006 | 0.0093407 | 0.0093407 | 0.0093408 | 0.0093409 | 0.0093412 | 0.0093412 | 0.0093414 | 0.0093414 | 0.0093415 | 0.0093417 | 0.0093418 | 0.0093419 | 0.009342
SA1 | Gas - Steam | 800 | 800 | 0 | 0 | 0 | 0 | 0 | 0 | 0 | 0 | 0 | 0 | 0 | 0 | 0 | 0 | 0 | 0 | 0 | 0 | 0 | 0 | 0 | 0 | 0 | 0
SA1 | OCGT / Diesel | 1460.66 | 1460.66 | 1460.66 | 1460.66 | 1460.66 | 1460.66 | 1078.16 | 1078.16 | 837.339 | 837.339 | 837.339 | 960.4444 | 960.4444 | 1513.4418 | 1513.4418 | 1513.4418 | 1513.4418 | 1995.9249 | 1995.9249 | 1995.9249 | 1785.9249 | 1785.9249 | 1631.9249 | 1631.9249 | 1631.9249 | 1631.925
SA1 | Hydro | 0 | 0 | 0 | 0 | 0 | 0 | 0 | 0 | 0 | 0 | 0 | 0 | 0 | 0 | 0 | 0 | 0 | 0 | 0 | 0 | 0 | 0 | 0 | 0 | 0 | 0
SA1 | Hydrogen Turbine | 0 | 200 | 200 | 200 | 200 | 200 | 200 | 200 | 200 | 200 | 200 | 200 | 200 | 200 | 200 | 200 | 200 | 200 | 200 | 200 | 200 | 200 | 200 | 200 | 200 | 200
SA1 | Wind | 2349.71 | 2762.71 | 3133.5806 | 3282.0908 | 4257.3296 | 4231.1221 | 4165.1221 | 4165.1221 | 4165.1221 | 4066.4221 | 4066.4221 | 3798.5223 | 3613.7223 | 3741.22 | 3582.22 | 3277.4303 | 3411.4213 | 3913.9425 | 3913.9425 | 3700.0825 | 3960.9131 | 4273.8731 | 4273.8767 | 4273.8767 | 4309.3465 | 4309.3465
SA1 | Solar PV | 669.62 | 1056.62 | 1056.6204 | 1439.4688 | 1566.8408 | 1566.8408 | 1566.8408 | 1560.7208 | 1560.7208 | 1560.7208 | 1560.7208 | 1560.7208 | 1560.7208 | 1560.7208 | 1560.7208 | 1560.7209 | 1560.7209 | 1537.9671 | 1579.7967 | 2340.5765 | 2070.5766 | 2268.8515 | 2633.5592 | 2554.3592 | 2554.3594 | 2499.6247
SA1 | Grid Battery | 532.07 | 532.0705 | 532.0717 | 532.0717 | 532.0717 | 532.0717 | 502.0717 | 502.0717 | 502.0717 | 502.0717 | 477.0717 | 477.0723 | 477.0723 | 477.0738 | 477.0739 | 477.0739 | 477.0739 | 691.3851 | 691.3851 | 433.3852 | 629.5441 | 619.5435 | 619.5429 | 619.5429 | 568.7431 | 568.7432
SA1 | Pumped Hydro | 0 | 0 | 0 | 0 | 0.00022321 | 0.00040049 | 0.00040068 | 0.00040097 | 0.00041005 | 0.00041189 | 0.00041326 | 0.00054123 | 0.0005428 | 0.00055855 | 0.00055957 | 0.00056233 | 0.00056796 | 0.0010212 | 0.0010238 | 0.0010274 | 0.0012715 | 0.001273 | 0.0012737 | 0.0012746 | 0.001283 | 0.0012911
SA1 | Coordinated CER storage | 64.7 | 72.1 | 79.3 | 87.2 | 95.5 | 105.7 | 115.45 | 126.52 | 138.58 | 152.23 | 167.31 | 183.79 | 201.26 | 220.16 | 240.21 | 260.72 | 281.82 | 303.92 | 326.93 | 351.04 | 377.24 | 405.15 | 434.36 | 464.89 | 495.8 | 527.13
Total excluding storage |  | 6585.76 | 7593.1605 | 6991.2327 | 7530.4913 | 8641.4023 | 8625.395 | 8156.645 | 8161.595 | 7932.8344 | 7847.7844 | 7837.8647 | 7709.551 | 7542.221 | 7712.6264 | 7573.6764 | 7289.3968 | 7444.4879 | 8643.15 | 8707.9896 | 9021.0195 | 9024.2093 | 9553.3537 | 9793.2742 | 9744.6043 | 9760.1845 | 9736.7801
Region | Technology | 2024-25 | 2025-26 | 2026-27 | 2027-28 | 2028-29 | 2029-30 | 2030-31 | 2031-32 | 2032-33 | 2033-34 | 2034-35 | 2035-36 | 2036-37 | 2037-38 | 2038-39 | 2039-40 | 2040-41 | 2041-42 | 2042-43 | 2043-44 | 2044-45 | 2045-46 | 2046-47 | 2047-48 | 2048-49 | 2049-50
TAS1 | Black Coal | 0 | 0 | 0 | 0 | 0 | 0 | 0 | 0 | 0 | 0 | 0 | 0 | 0 | 0 | 0 | 0 | 0 | 0 | 0 | 0 | 0 | 0 | 0 | 0 | 0 | 0
TAS1 | Brown Coal | 0 | 0 | 0 | 0 | 0 | 0 | 0 | 0 | 0 | 0 | 0 | 0 | 0 | 0 | 0 | 0 | 0 | 0 | 0 | 0 | 0 | 0 | 0 | 0 | 0 | 0
TAS1 | CCGT | 208 | 208 | 208 | 208 | 208 | 208 | 208 | 208 | 208 | 208 | 208 | 208 | 208 | 208 | 208 | 208 | 208 | 208 | 208 | 208 | 208 | 208 | 208 | 208 | 208 | 208
TAS1 | Gas - Steam | 0 | 0 | 0 | 0 | 0 | 0 | 0 | 0 | 0 | 0 | 0 | 0 | 0 | 0 | 0 | 0 | 0 | 0 | 0 | 0 | 0 | 0 | 0 | 0 | 0 | 0
TAS1 | OCGT / Diesel | 178 | 178 | 178 | 178 | 178 | 178 | 178 | 178 | 178 | 178 | 178 | 178 | 178.0001 | 178.0001 | 178.0001 | 178.0001 | 58.0001 | 58.0001 | 58.0003 | 58.0003 | 58.0003 | 58.0003 | 58.0003 | 58.0004 | 58.0004 | 58.0004
TAS1 | Hydro | 2748.9 | 2748.9 | 2748.9 | 2748.9 | 2748.9 | 2748.9 | 2748.9 | 2748.9 | 2748.9 | 2748.9 | 2748.9 | 2748.9 | 2748.9 | 2748.9 | 2748.9 | 2748.9 | 2748.9 | 2748.9 | 2748.9 | 2748.9 | 2748.9 | 2748.9 | 2748.9 | 2748.9 | 2748.9 | 2748.9
TAS1 | Hydrogen Turbine | 0 | 0 | 0 | 0 | 0 | 0 | 0 | 0 | 0 | 0 | 0 | 0 | 0 | 0 | 0 | 0 | 0 | 0 | 0 | 0 | 0 | 0 | 0 | 0 | 0 | 0
TAS1 | Wind | 563.35 | 563.35 | 846.5582 | 1129.7663 | 1412.9746 | 1709.0276 | 1828.5605 | 1948.0933 | 2067.6261 | 2187.159 | 2306.6918 | 2426.2247 | 2545.7575 | 2665.2905 | 2784.8233 | 2904.356 | 2904.356 | 2904.356 | 2904.356 | 2904.356 | 2760.356 | 2760.356 | 2760.356 | 2760.356 | 2760.356 | 2760.356
TAS1 | Solar PV | 0 | 0 | 0 | 0 | 0.00011229 | 0.00011244 | 0.00011727 | 0.00013527 | 0.00016164 | 0.00018002 | 0.00018221 | 0.00019473 | 0.00019668 | 0.00021119 | 0.00021338 | 0.00064888 | 0.00064907 | 0.0008682 | 0.00089529 | 0.00091746 | 0.00094918 | 0.00098155 | 0.0010229 | 0.0010524 | 0.0010897 | 0.0011209
TAS1 | Grid Battery | 2 | 2.0003 | 2.0005 | 2.0006 | 2.0006 | 2.0006 | 2.0007 | 2.0007 | 2.0008 | 2.001 | 2.0011 | 2.0012 | 2.0014 | 2.0016 | 2.0018 | 2.002 | 2.0022 | 2.0025 | 2.0027 | 2.0028 | 2.0032 | 2.0034 | 2.0038 | 2.0041 | 2.0045 | 2.0048
TAS1 | Pumped Hydro | 0 | 0 | 0 | 0 | 0.00035638 | 0.00052762 | 0.00066903 | 0.00073068 | 0.00078958 | 0.00082689 | 0.00084668 | 0.00098874 | 0.0010469 | 0.0011089 | 0.0011841 | 0.0012727 | 0.0013595 | 0.0014565 | 0.001561 | 0.0016785 | 0.0018017 | 0.0019323 | 0.0020566 | 0.0021984 | 0.002358 | 0.0025471
TAS1 | Coordinated CER storage | 0.9 | 1.2 | 1.6 | 2 | 2.5 | 3.1 | 3.58 | 4.24 | 5.04 | 6.1 | 7.38 | 9 | 10.88 | 13.04 | 15.6 | 18.48 | 21.69 | 25.14 | 29.05 | 33.33 | 37.98 | 43.09 | 48.68 | 54.64 | 61.08 | 67.7
Total excluding storage |  | 3701.15 | 3701.4503 | 3985.0587 | 4268.6669 | 4552.3757 | 4849.0289 | 4969.042 | 5089.2349 | 5209.5678 | 5330.161 | 5450.9739 | 5572.1271 | 5693.5402 | 5815.2336 | 5937.3267 | 6059.7401 | 5942.9504 | 5946.4009 | 5950.3114 | 5954.5917 | 5815.2422 | 5820.3527 | 5825.9432 | 5831.9037 | 5838.3443 | 5844.965
Explicitly modelled pumping
Region | Technology | 2024-25 | 2025-26 | 2026-27 | 2027-28 | 2028-29 | 2029-30 | 2030-31 | 2031-32 | 2032-33 | 2033-34 | 2034-35 | 2035-36 | 2036-37 | 2037-38 | 2038-39 | 2039-40 | 2040-41 | 2041-42 | 2042-43 | 2043-44 | 2044-45 | 2045-46 | 2046-47 | 2047-48 | 2048-49 | 2049-50
NEM | Grid Battery pump | 1221.4 | 1632.424 | 2106.4087 | 2999.3693 | 2999.3698 | 3229.0767 | 3711.5764 | 4223.2768 | 4734.2767 | 5244.077 | 6827.9775 | 6827.9811 | 6777.9813 | 6777.984 | 6777.9843 | 6777.9845 | 6777.9849 | 7277.2693 | 7277.2697 | 7019.2707 | 8430.5472 | 8219.5239 | 8257.5069 | 7364.5475 | 7313.7477 | 7064.0416
NEM | Pumped Hydro Pump | 1310 | 1560 | 1560 | 1560 | 3935.0103 | 3935.0107 | 7973.0108 | 7973.0109 | 7973.011 | 7973.011 | 7973.011 | 7973.0114 | 7973.0115 | 7973.0116 | 7973.0117 | 7973.0118 | 7973.0119 | 7973.0158 | 7973.0159 | 7973.0161 | 7973.0198 | 7973.02 | 7973.0201 | 7973.0203 | 7973.0205 | 7973.0207
NEM | Coordinated CER storage pump | 107.1 | 128.2 | 151 | 176.2 | 205.3 | 240.2 | 286.6 | 345.02 | 415.91 | 502.21 | 604.02 | 722.32 | 855.92 | 1006.91 | 1174.67 | 1357.13 | 1554.75 | 1768.71 | 1999.49 | 2247.6 | 2515.95 | 2806.94 | 3116.31 | 3444.13 | 3785.5601 | 4140.06
Region | Technology | 2024-25 | 2025-26 | 2026-27 | 2027-28 | 2028-29 | 2029-30 | 2030-31 | 2031-32 | 2032-33 | 2033-34 | 2034-35 | 2035-36 | 2036-37 | 2037-38 | 2038-39 | 2039-40 | 2040-41 | 2041-42 | 2042-43 | 2043-44 | 2044-45 | 2045-46 | 2046-47 | 2047-48 | 2048-49 | 2049-50
NSW1 | Grid Battery pump | 52 | 463.0221 | 587.0017 | 587.0017 | 587.0017 | 587.0017 | 587.0017 | 587.0017 | 587.0017 | 587.0017 | 587.0017 | 587.0017 | 537.0017 | 537.0025 | 537.0025 | 537.0025 | 537.0027 | 919.8038 | 919.8039 | 919.8039 | 1944.6233 | 1743.6014 | 1619.6234 | 1619.6241 | 1619.6241 | 1619.6242
NSW1 | Pumped Hydro Pump | 840 | 840 | 840 | 840 | 2515 | 2515 | 4555 | 4555 | 4555 | 4555 | 4555 | 4555 | 4555 | 4555 | 4555 | 4555 | 4555 | 4555.0017 | 4555.0017 | 4555.0017 | 4555.0021 | 4555.0021 | 4555.0021 | 4555.0021 | 4555.0021 | 4555.0021
NSW1 | Coordinated CER storage pump | 18.1 | 23.2 | 29.3 | 35.7 | 43.4 | 52.3 | 66.19 | 84.12 | 106.55 | 134.22 | 167.32 | 206.13 | 250.43 | 300.72 | 356.95 | 418.78 | 486.22 | 559.6 | 638.81 | 724.01 | 816.01 | 915.78 | 1021.82 | 1134.29 | 1251.71 | 1373.95
Region | Technology | 2024-25 | 2025-26 | 2026-27 | 2027-28 | 2028-29 | 2029-30 | 2030-31 | 2031-32 | 2032-33 | 2033-34 | 2034-35 | 2035-36 | 2036-37 | 2037-38 | 2038-39 | 2039-40 | 2040-41 | 2041-42 | 2042-43 | 2043-44 | 2044-45 | 2045-46 | 2046-47 | 2047-48 | 2048-49 | 2049-50
QLD1 | Grid Battery pump | 258 | 258.0005 | 258.002 | 258.002 | 258.0024 | 258.0024 | 258.0024 | 258.0024 | 258.0024 | 258.0025 | 258.0031 | 258.0059 | 258.0059 | 258.0061 | 258.0061 | 258.0061 | 258.0062 | 460.177 | 460.177 | 460.1779 | 650.4741 | 650.4736 | 812.4372 | 812.4372 | 812.4368 | 812.4368
QLD1 | Pumped Hydro Pump | 470 | 720 | 720 | 720 | 720.008 | 720.008 | 2718.008 | 2718.008 | 2718.008 | 2718.008 | 2718.0081 | 2718.0081 | 2718.0081 | 2718.0081 | 2718.0081 | 2718.0081 | 2718.0082 | 2718.0092 | 2718.0093 | 2718.0093 | 2718.0116 | 2718.0116 | 2718.0116 | 2718.0116 | 2718.0116 | 2718.0117
QLD1 | Coordinated CER storage pump | 8.3 | 11 | 14.1 | 17.7 | 21.8 | 27.1 | 35.96 | 47.63 | 62.22 | 80.32 | 102.12 | 127.86 | 157.29 | 190.85 | 228.57 | 269.87 | 315.04 | 364.19 | 417.59 | 475.32 | 537.89 | 605.96 | 678.56 | 755.7 | 836.39 | 920.48
Region | Technology | 2024-25 | 2025-26 | 2026-27 | 2027-28 | 2028-29 | 2029-30 | 2030-31 | 2031-32 | 2032-33 | 2033-34 | 2034-35 | 2035-36 | 2036-37 | 2037-38 | 2038-39 | 2039-40 | 2040-41 | 2041-42 | 2042-43 | 2043-44 | 2044-45 | 2045-46 | 2046-47 | 2047-48 | 2048-49 | 2049-50
VIC1 | Grid Battery pump | 377.33 | 377.3305 | 727.3328 | 1620.2934 | 1620.2935 | 1850.0003 | 2362.5 | 2874.2003 | 3385.2001 | 3895.0001 | 5503.8999 | 5503.8999 | 5503.8999 | 5503.8999 | 5503.8999 | 5503.8999 | 5503.8999 | 5203.901 | 5203.901 | 5203.901 | 5203.9026 | 5203.9019 | 5203.8998 | 4310.9392 | 4310.9392 | 4061.2325
VIC1 | Pumped Hydro Pump | 0 | 0 | 0 | 0 | 700.0017 | 700.0017 | 700.0017 | 700.0017 | 700.0017 | 700.0017 | 700.0017 | 700.0017 | 700.0017 | 700.0017 | 700.0017 | 700.0017 | 700.0017 | 700.0024 | 700.0024 | 700.0024 | 700.003 | 700.003 | 700.0031 | 700.0031 | 700.0031 | 700.0031
VIC1 | Coordinated CER storage pump | 15.1 | 20.7 | 26.7 | 33.6 | 42.1 | 52 | 65.42 | 82.51 | 103.52 | 129.34 | 159.89 | 195.54 | 236.06 | 282.14 | 333.34 | 389.28 | 449.98 | 515.86 | 587.11 | 663.9 | 746.83 | 836.96 | 932.89 | 1034.61 | 1140.58 | 1250.8
Region | Technology | 2024-25 | 2025-26 | 2026-27 | 2027-28 | 2028-29 | 2029-30 | 2030-31 | 2031-32 | 2032-33 | 2033-34 | 2034-35 | 2035-36 | 2036-37 | 2037-38 | 2038-39 | 2039-40 | 2040-41 | 2041-42 | 2042-43 | 2043-44 | 2044-45 | 2045-46 | 2046-47 | 2047-48 | 2048-49 | 2049-50
SA1 | Grid Battery pump | 532.07 | 532.0705 | 532.0717 | 532.0717 | 532.0717 | 532.0717 | 502.0717 | 502.0717 | 502.0717 | 502.0717 | 477.0717 | 477.0723 | 477.0723 | 477.0738 | 477.0739 | 477.0739 | 477.0739 | 691.3851 | 691.3851 | 433.3852 | 629.5441 | 619.5435 | 619.5429 | 619.5429 | 568.7431 | 568.7432
SA1 | Pumped Hydro Pump | 0 | 0 | 0 | 0 | 0.00022321 | 0.00040049 | 0.00040068 | 0.00040097 | 0.00041005 | 0.00041189 | 0.00041326 | 0.00054123 | 0.0005428 | 0.00055855 | 0.00055957 | 0.00056233 | 0.00056796 | 0.0010212 | 0.0010238 | 0.0010274 | 0.0012715 | 0.001273 | 0.0012737 | 0.0012746 | 0.001283 | 0.0012911
SA1 | Coordinated CER storage pump | 64.7 | 72.1 | 79.3 | 87.2 | 95.5 | 105.7 | 115.45 | 126.52 | 138.58 | 152.23 | 167.31 | 183.79 | 201.26 | 220.16 | 240.21 | 260.72 | 281.82 | 303.92 | 326.93 | 351.04 | 377.24 | 405.15 | 434.36 | 464.89 | 495.8 | 527.13
Region | Technology | 2024-25 | 2025-26 | 2026-27 | 2027-28 | 2028-29 | 2029-30 | 2030-31 | 2031-32 | 2032-33 | 2033-34 | 2034-35 | 2035-36 | 2036-37 | 2037-38 | 2038-39 | 2039-40 | 2040-41 | 2041-42 | 2042-43 | 2043-44 | 2044-45 | 2045-46 | 2046-47 | 2047-48 | 2048-49 | 2049-50
TAS1 | Grid Battery pump | 2 | 2.0003 | 2.0005 | 2.0006 | 2.0006 | 2.0006 | 2.0007 | 2.0007 | 2.0008 | 2.001 | 2.0011 | 2.0012 | 2.0014 | 2.0016 | 2.0018 | 2.002 | 2.0022 | 2.0025 | 2.0027 | 2.0028 | 2.0032 | 2.0034 | 2.0038 | 2.0041 | 2.0045 | 2.0048
TAS1 | Pumped Hydro Pump | 0 | 0 | 0 | 0 | 0.00035638 | 0.00052762 | 0.00066903 | 0.00073068 | 0.00078958 | 0.00082689 | 0.00084668 | 0.00098874 | 0.0010469 | 0.0011089 | 0.0011841 | 0.0012727 | 0.0013595 | 0.0014565 | 0.001561 | 0.0016785 | 0.0018017 | 0.0019323 | 0.0020566 | 0.0021984 | 0.002358 | 0.0025471
TAS1 | Coordinated CER storage pump | 0.9 | 1.2 | 1.6 | 2 | 2.5 | 3.1 | 3.58 | 4.24 | 5.04 | 6.1 | 7.38 | 9 | 10.88 | 13.04 | 15.6 | 18.48 | 21.69 | 25.14 | 29.05 | 33.33 | 37.98 | 43.09 | 48.68 | 54.64 | 61.08 | 67.7

## BaseCase_REZ Generation
Annual sent-out generation by REZ (GWh) - BaseCase, Green Energy Exports scenario
Note: the REZ generation includes generation from the existing, committed and anticipated renewables mapped to the relevant REZs
Explicitly modelled generation
Region | REZ | REZ Name | Technology | 2024-25 | 2025-26 | 2026-27 | 2027-28 | 2028-29 | 2029-30 | 2030-31 | 2031-32 | 2032-33 | 2033-34 | 2034-35 | 2035-36 | 2036-37 | 2037-38 | 2038-39 | 2039-40 | 2040-41 | 2041-42 | 2042-43 | 2043-44 | 2044-45 | 2045-46 | 2046-47 | 2047-48 | 2048-49 | 2049-50
QLD | Q1 | Far North QLD | Solar | 0 | 3.915e-05 | 5.017e-05 | 6.6073e-05 | 7.3768e-05 | 8.2339e-05 | 7.8643e-05 | 7.3122e-05 | 8.208e-05 | 9.1797e-05 | 8.5702e-05 | 9.2756e-05 | 9.0112e-05 | 7.7816e-05 | 8.6959e-05 | 9.0273e-05 | 8.4239e-05 | 9.1554e-05 | 9.1713e-05 | 8.7367e-05 | 8.8368e-05 | 8.5508e-05 | 7.3629e-05 | 8.2555e-05 | 8.5918e-05 | 8.0904e-05
QLD | Q2 | North Qld Clean Energy Hub | Solar | 200.3212 | 180.9273 | 158.4395 | 188.6203 | 171.465 | 178.4033 | 210.259 | 204.9009 | 216.6108 | 204.0662 | 192.9285 | 204.8537 | 211.0576 | 78.9398 | 84.7937 | 85.3192 | 83.8088 | 83.029 | 81.1629 | 77.6545 | 78.6075 | 82.1099 | 41.9159 | 43.5687 | 9.9728e-05 | 9.9307e-05
QLD | Q3 | Northern Qld | Solar | 1034.4338 | 945.4599 | 775.4006 | 978.7367 | 855.7267 | 927.6764 | 1175.6811 | 1107.8101 | 1212.6267 | 1120.8991 | 1057.5003 | 1123.5904 | 1133.0427 | 1030.621 | 1161.4697 | 1204.9346 | 1153.7925 | 1185.8307 | 1517.2969 | 1452.7794 | 1721.7639 | 2094.8307 | 1765.1627 | 1969.163 | 3425.995 | 2749.7468
QLD | Q4 | Isaac | Solar | 1396.7858 | 1302.3128 | 1147.6984 | 1428.7535 | 1234.4941 | 1357.0384 | 1623.009 | 1595.1802 | 1697.4426 | 1587.251 | 1474.8142 | 1607.0639 | 1607.7803 | 1438.218 | 1621.7127 | 1654.3905 | 1646.4803 | 1667.4934 | 1617.1477 | 1505.4016 | 1489.899 | 1457.8583 | 1305.6477 | 1467.2288 | 365.9882 | 43.6661
QLD | Q5 | Barcaldine | Solar | 31.1161 | 27.8777 | 25.4882 | 30.2358 | 27.5636 | 27.8774 | 33.5295 | 32.8599 | 33.9697 | 149.8828 | 138.5335 | 151.7121 | 158.6447 | 141.9859 | 154.2414 | 158.0732 | 157.5121 | 157.9645 | 156.4051 | 128.994 | 153.2647 | 167.6441 | 150.1945 | 165.0783 | 165.6816 | 154.9235
QLD | Q6 | Fitzroy | Solar | 801.484 | 734.5023 | 623.7808 | 779.4917 | 651.3366 | 735.3372 | 874.2793 | 893.2956 | 922.8655 | 919.9372 | 861.7798 | 897.9729 | 914.312 | 763.9004 | 880.5181 | 893.2938 | 923.1509 | 909.5486 | 941.0296 | 883.9919 | 892.7166 | 888.8433 | 740.0884 | 851.1797 | 850.8374 | 816.5573
QLD | Q7 | Wide Bay | Solar | 1247.4487 | 1097.6395 | 927.5371 | 1171.4653 | 931.0383 | 1000.536 | 1249.7003 | 1288.7457 | 1319.4412 | 1266.8245 | 1214.374 | 1247.8425 | 1269.231 | 1102.4263 | 1227.7761 | 1255.8259 | 1315.9295 | 1268.5868 | 1279.4258 | 1210.8828 | 1222.9589 | 1230.3386 | 1065.5805 | 1070.3622 | 1121.269 | 1058.2765
QLD | Q8 | Darling Downs | Solar | 3694.3065 | 3373.3718 | 2968.047 | 3740.5251 | 3048.7548 | 3332.6956 | 3907.9867 | 4070.6429 | 4045.4067 | 7775.919 | 9095.5208 | 9662.8401 | 9578.5513 | 7807.2418 | 8690.8694 | 9127.5942 | 9496.8364 | 9196.9466 | 9330.3457 | 11673.6824 | 12155.5817 | 12310.4408 | 9565.6329 | 9864.5965 | 10914.2218 | 11876.2788
QLD | Q9 | Banana | Solar | 0 | 4.372e-05 | 7.8896e-05 | 0.0002425 | 0.00029214 | 0.00032591 | 0.00035205 | 0.00036376 | 0.00037734 | 0.0020533 | 0.0074154 | 0.0077853 | 0.0077799 | 0.0064137 | 0.0073608 | 0.0073794 | 535.5176 | 509.9665 | 517.6763 | 493.6981 | 500.8028 | 503.6971 | 418.5519 | 1164.9514 | 1178.0906 | 6044.8745
NSW | N1 | North West NSW | Solar | 438.3806 | 366.9011 | 406.421 | 406.2648 | 391.7924 | 399.8318 | 465.8282 | 454.2364 | 449.5797 | 442.3919 | 430.1254 | 451.3106 | 457.6263 | 411.9048 | 426.5137 | 458.5285 | 460.5063 | 437.7142 | 411.7085 | 408.3331 | 442.9205 | 419.8607 | 397.0831 | 425.3323 | 455.4923 | 460.2548
NSW | N2 | New England | Solar | 1261.5654 | 1301.2247 | 1996.6257 | 2320.5385 | 2429.6594 | 2587.0404 | 2889.9479 | 3165.7539 | 3042.8956 | 3180.3064 | 3023.0216 | 3206.3155 | 3209.0149 | 2580.5333 | 2766.2879 | 2997.2432 | 4433.3159 | 4168.1496 | 7851.3758 | 7191.4191 | 7789.5422 | 7614.6326 | 6219.3548 | 6654.0801 | 7238.8881 | 7504.1946
NSW | N3 | Central-West Orana | Solar | 2143.7146 | 3786.226 | 3744.1306 | 3695.3708 | 6961.3997 | 7306.3838 | 8412.8834 | 8235.4433 | 8253.83 | 8168.6142 | 8034.4131 | 8511.982 | 8463.7702 | 7166.4656 | 7495.0201 | 8298.4321 | 10430.9406 | 13391.2855 | 12783.5603 | 15023.5502 | 16234.3565 | 16243.871 | 14412.1536 | 15153.3756 | 16939.1873 | 16270.7344
NSW | N4 | Broken Hill | Solar | 123.4266 | 103.923 | 96.3019 | 100.0866 | 261.5276 | 267.7209 | 297.6384 | 281.3195 | 292.2626 | 272.149 | 282.2035 | 286.3751 | 296.8893 | 274.7224 | 284.8264 | 293.1428 | 283.3913 | 282.7538 | 249.2654 | 470.1995 | 488.6644 | 457.2615 | 419.5826 | 441.8102 | 452.9778 | 432.0518
NSW | N5 | South West NSW | Solar | 2966.6953 | 2783.3449 | 3253.7758 | 3250.2225 | 3170.4891 | 3229.7895 | 3488.3029 | 3347.9912 | 3494.3979 | 3314.0715 | 3193.3045 | 3344.2877 | 3375.1251 | 3257.1327 | 3059.2441 | 3124.7262 | 3052.4481 | 3106.1542 | 2823.1664 | 2634.008 | 2840.5019 | 5201.23 | 7052.8349 | 7443.8816 | 7680.2367 | 7699.7156
NSW | N6 | Wagga Wagga | Solar | 1563.6005 | 1420.1638 | 1408.9008 | 1448.6041 | 1331.6373 | 1393.9531 | 1543.6263 | 1446.782 | 1528.808 | 1487.5939 | 1440.1489 | 1487.9028 | 1506.8111 | 1360.0154 | 1438.4082 | 1511.7563 | 1437.3311 | 1478.8844 | 1392.5009 | 1317.1094 | 1377.9846 | 1360.9536 | 1254.9213 | 1328.5544 | 1390.3971 | 1304.548
NSW | N7 | Tumut | Solar | 0 | 0 | 0 | 0 | 0 | 0 | 0 | 0 | 0 | 0 | 0 | 0 | 0 | 0 | 0 | 0 | 0 | 0 | 0 | 0 | 0 | 0 | 0 | 0 | 0 | 0
NSW | N8 | Cooma-Monaro | Solar | 0 | 0 | 0 | 0 | 0 | 0 | 0 | 0 | 0 | 0 | 0 | 0 | 0 | 0 | 0 | 0 | 0 | 0 | 0 | 0 | 0 | 0 | 0 | 0 | 0 | 0
VIC | V1 | Ovens Murray | Solar | 0 | 3.5707e-05 | 0.00010315 | 0.00033104 | 118.9576 | 126.765 | 138.0349 | 122.3361 | 138.3464 | 139.2991 | 134.5189 | 139.0618 | 136.6186 | 121.0292 | 127.6254 | 131.8984 | 117.5674 | 128.3345 | 129.0016 | 665.9109 | 708.4071 | 710.7011 | 649.7863 | 678.7991 | 698.5497 | 637.1461
VIC | V2 | Murray River | Solar | 1221.7114 | 1188.3155 | 997.0356 | 1205.6086 | 1254.1258 | 1281.2986 | 1332.886 | 1290.9644 | 1366.4471 | 1339.6955 | 1615.1154 | 1651.2881 | 1676.6048 | 1561.6051 | 1619.6448 | 1582.5092 | 1537.0674 | 1993.1726 | 1943.6022 | 1851.5686 | 4524.4 | 4660.5172 | 4413.8944 | 4652.7212 | 4697.749 | 3847.8965
VIC | V3 | Western Victoria | Solar | 0 | 3.0973e-05 | 7.5812e-05 | 0.00022981 | 0.00051467 | 0.00056791 | 0.00058047 | 0.00052155 | 0.00059968 | 0.00061766 | 0.00060989 | 0.00063178 | 0.00063743 | 0.00052121 | 0.0005678 | 0.00057647 | 0.0005304 | 0.00075942 | 0.00074683 | 0.00093531 | 0.0019804 | 0.0019957 | 0.0016765 | 0.0018109 | 0.0018421 | 0.0016899
VIC | V4 | South West Victoria | Solar | 0 | 0 | 0 | 0 | 0 | 0 | 0 | 0 | 0 | 0 | 0 | 0 | 0 | 0 | 0 | 0 | 0 | 0 | 0 | 0 | 0 | 0 | 0 | 0 | 0 | 0
VIC | V5 | Gippsland | Solar | 0 | 120.8752 | 102.6142 | 119.6686 | 111.5704 | 116.7633 | 128.9994 | 119.1098 | 123.9534 | 129.8717 | 134.0137 | 133.7742 | 131.0764 | 113.4458 | 117.9261 | 123.3522 | 114.7838 | 115.3331 | 120.2836 | 121.1792 | 119.1112 | 118.7798 | 104.9866 | 108.998 | 114.0749 | 108.5623
VIC | V6 | Central North VIC | Solar | 849.9116 | 1084.8241 | 920.8443 | 1116.1922 | 1160.8697 | 1219.0606 | 1283.2599 | 1205.5379 | 1314.1051 | 1300.518 | 1212.8708 | 1244.7856 | 1245.5257 | 1164.8067 | 1225.2168 | 1207.9431 | 1141.1291 | 1204.9645 | 1192.1714 | 1083.4318 | 900.0342 | 914.8854 | 876.4654 | 919.089 | 912.7743 | 877.9809
SA | S1 | South East SA | Solar | 296.5242 | 796.736 | 936.7711 | 958.7028 | 831.9485 | 889.6457 | 897.8067 | 845.7892 | 903.7615 | 909.6549 | 893.3615 | 895.1292 | 921.9833 | 846.6025 | 941.6718 | 943.1064 | 886.0753 | 924.5473 | 928.1393 | 851.1777 | 891.4665 | 884.07 | 781.0855 | 851.8494 | 824.178 | 609.6047
SA | S2 | Riverland | Solar | 42.4532 | 95.1298 | 105.5936 | 109.2084 | 90.9988 | 95.9535 | 102.1794 | 86.1214 | 91.5817 | 93.2172 | 92.7972 | 91.2122 | 96.2674 | 83.677 | 89.3746 | 94.1901 | 89.4706 | 72.4747 | 157.1229 | 1000.6468 | 1055.9756 | 1443.637 | 1603.1321 | 1695.3347 | 1672.7622 | 1668.5975
SA | S3 | Mid-North SA | Solar | 0 | 3.9742e-05 | 0.00012273 | 0.0003842 | 0.00049496 | 0.00051215 | 0.0005352 | 0.00048475 | 0.00053094 | 0.00054075 | 0.00054886 | 0.00053794 | 0.00056636 | 0.00049755 | 0.00051864 | 0.0005459 | 0.00050988 | 0.0011596 | 0.00115 | 0.0015028 | 0.0014758 | 0.0019379 | 0.0019179 | 0.0020111 | 0.0020729 | 0.0019568
SA | S4 | Yorke Peninsula | Solar | 0 | 0 | 0 | 0 | 0 | 0 | 0 | 0 | 0 | 0 | 0 | 0 | 0 | 0 | 0 | 0 | 0 | 0 | 0 | 0 | 0 | 0 | 0 | 0 | 0 | 0
SA | S5 | Northern SA | Solar | 729.1218 | 636.3926 | 752.1824 | 768.7538 | 721.8447 | 726.8738 | 733.6359 | 723.4759 | 756.5206 | 703.9176 | 702.6841 | 703.8056 | 735.7042 | 738.1411 | 760.5092 | 767.4852 | 755.969 | 780.4827 | 726.5486 | 674.7866 | 163.9849 | 146.2893 | 145.098 | 0.0027531 | 0.0027926 | 0.0026241
SA | S6 | Leigh Creek | Solar | 0 | 4.5877e-05 | 0.00022281 | 0.00060419 | 247.8953 | 255.4702 | 264.5341 | 259.1606 | 270.1363 | 257.3084 | 266.3039 | 266.7809 | 279.9019 | 254.2205 | 265.9242 | 276.1273 | 269.6808 | 277.8002 | 260.6173 | 490.1007 | 510.3237 | 529.9465 | 662.0731 | 689.2946 | 680.5092 | 760.4252
SA | S7 | Roxby Downs | Solar | 0 | 5.2069e-05 | 0.00028897 | 924.1785 | 784.0593 | 807.577 | 840.0329 | 815.1873 | 848.4181 | 820.1986 | 850.4628 | 845.2637 | 890.235 | 805.6593 | 848.027 | 879.5516 | 855.2915 | 883.5674 | 844.3795 | 1226.4015 | 1277.9559 | 1257.0448 | 1214.1796 | 1257.4762 | 1238.2831 | 1255.4369
SA | S8 | Eastern Eyre Peninsula | Solar | 0 | 3.4874e-05 | 8.3984e-05 | 0.00024318 | 0.00024745 | 0.00026261 | 0.00027266 | 0.00024196 | 0.00026071 | 0.00027108 | 0.00028476 | 0.00027099 | 0.00029005 | 0.00024304 | 0.00025878 | 0.00035213 | 0.0003207 | 0.00057208 | 0.00057816 | 0.00077174 | 0.00073372 | 0.0010033 | 0.00084151 | 0.00090114 | 0.0010716 | 0.00098741
SA | S9 | Western Eyre Peninsula | Solar | 0 | 4.022e-05 | 0.00016061 | 0.00082042 | 0.00073174 | 0.00075808 | 0.00080509 | 0.00073115 | 0.00080036 | 0.00080729 | 0.00083481 | 0.00080413 | 0.00083779 | 0.00073862 | 0.000773 | 0.00081785 | 0.00077075 | 0.0026118 | 0.0025707 | 0.0043664 | 0.0042233 | 0.0083949 | 0.0073519 | 0.0077679 | 0.0082091 | 0.0089207
TAS | T1 | North East Tasmania | Solar | 0 | 1.8929e-05 | 2.6788e-05 | 3.024e-05 | 3.5035e-05 | 3.6849e-05 | 4.4556e-05 | 4.3849e-05 | 5.2653e-05 | 6.2283e-05 | 6.2346e-05 | 6.9525e-05 | 6.9054e-05 | 6.8587e-05 | 7.3315e-05 | 8.9911e-05 | 8.3308e-05 | 0.00010554 | 0.00012652 | 0.00013874 | 0.00016006 | 0.0001709 | 0.00017054 | 0.00019471 | 0.00021891 | 0.00020927
TAS | T2 | North West Tasmania | Solar | 0 | 1.5843e-05 | 7.0868e-05 | 8.736e-05 | 9.2366e-05 | 0.00010259 | 0.00010898 | 0.00011684 | 0.00014541 | 0.00018541 | 0.00017371 | 0.00019097 | 0.000191 | 0.00017465 | 0.00019666 | 0.00067648 | 0.00062038 | 0.00062336 | 0.00069999 | 0.00064293 | 0.00065778 | 0.00064899 | 0.00055185 | 0.00061703 | 0.00062051 | 0.00056944
TAS | T3 | Central Highlands | Solar | 0 | 1.7767e-05 | 2.3931e-05 | 2.9993e-05 | 3.2402e-05 | 3.3207e-05 | 4.1101e-05 | 4.2652e-05 | 5.0153e-05 | 5.8987e-05 | 5.7441e-05 | 6.3194e-05 | 6.5306e-05 | 6.239e-05 | 6.5237e-05 | 8.0531e-05 | 8.053e-05 | 0.00010135 | 0.00012431 | 0.00012947 | 0.00014794 | 0.00016463 | 0.00015796 | 0.00017328 | 0.00020467 | 0.0002065
Region | REZ | REZ Name | Technology | 2024-25 | 2025-26 | 2026-27 | 2027-28 | 2028-29 | 2029-30 | 2030-31 | 2031-32 | 2032-33 | 2033-34 | 2034-35 | 2035-36 | 2036-37 | 2037-38 | 2038-39 | 2039-40 | 2040-41 | 2041-42 | 2042-43 | 2043-44 | 2044-45 | 2045-46 | 2046-47 | 2047-48 | 2048-49 | 2049-50
QLD | Q1 | Far North QLD | Wind | 1027.0247 | 2815.2141 | 2716.2313 | 2912.7761 | 2718.2335 | 2908.46 | 3164.1473 | 3205.6465 | 3121.6471 | 2706.3986 | 2868.0677 | 3086.6615 | 3055.5225 | 2945.3288 | 3165.9462 | 3214.8321 | 3267.4343 | 3117.9819 | 2739.5256 | 2484.9053 | 2607.1943 | 2501.735 | 2363.9826 | 2546.1058 | 1871.6882 | 1885.8449
QLD | Q2 | North Qld Clean Energy Hub | Wind | 116.9219 | 164.3792 | 164.0312 | 175.6803 | 140.0527 | 138.4245 | 159.7731 | 165.235 | 165.2161 | 152.2903 | 159.2496 | 175.4093 | 180.6505 | 153.6407 | 153.4053 | 167.2498 | 173.4397 | 170.9453 | 158.3302 | 170.7032 | 181.6917 | 40.9109 | 41.4278 | 42.2804 | 42.8451 | 43.2509
QLD | Q3 | Northern Qld | Wind | 0 | 0 | 0 | 0 | 0 | 0 | 0 | 0 | 0 | 0 | 0 | 0 | 0 | 0 | 0 | 0 | 0 | 0 | 0 | 0 | 0 | 0 | 0 | 0 | 0 | 0
QLD | Q4 | Isaac | Wind | 0 | 1095.78 | 2984.9774 | 3104.2762 | 4221.3436 | 4250.4325 | 4722.651 | 5025.0747 | 4694.0479 | 4501.1162 | 5241.6932 | 5351.0723 | 5259.9545 | 5325.2131 | 5312.1197 | 5590.9997 | 6114.9987 | 5619.6897 | 5409.1799 | 5511.4975 | 5516.7688 | 5645.9906 | 5703.1638 | 5692.728 | 6506.5692 | 6878.2596
QLD | Q5 | Barcaldine | Wind | 0 | 0.00038547 | 241.4328 | 241.5342 | 268.0962 | 260.5818 | 305.6201 | 288.894 | 304.5166 | 283.5854 | 268.7853 | 285.7941 | 276.7255 | 288.9255 | 280.2603 | 310.0806 | 295.2424 | 306.0583 | 290.498 | 284.5377 | 293.3482 | 274.223 | 285.7348 | 276.1375 | 300.4181 | 284.4383
QLD | Q6 | Fitzroy | Wind | 0 | 0.0012639 | 307.2023 | 318.931 | 2548.8702 | 2640.2541 | 2765.8854 | 2737.4885 | 2794.9385 | 2632.3098 | 2656.6002 | 2583.7257 | 2568.5029 | 2836.9408 | 2876.8807 | 2819.9279 | 2811.2286 | 2808.2272 | 2675.1599 | 2724.8565 | 2602.0224 | 2558.3922 | 2806.4817 | 2852.3569 | 2767.5898 | 2701.7363
QLD | Q7 | Wide Bay | Wind | 0 | 0.00016461 | 0.00019029 | 0.00020163 | 599.0877 | 624.713 | 669.3683 | 615.2932 | 650.567 | 613.7982 | 601.388 | 621.6203 | 577.0955 | 670.6763 | 680.454 | 677.7091 | 623.6028 | 647.7205 | 617.4881 | 603.8142 | 618.4858 | 575.0088 | 662.2536 | 691.3226 | 683.27 | 611.4544
QLD | Q8 | Darling Downs | Wind | 4421.7558 | 5530.9638 | 10233.3024 | 12592.7394 | 13782.3193 | 13413.1678 | 14514.5445 | 13553.4207 | 14602.6043 | 13702.3607 | 15594.6494 | 16602.5772 | 17045.4651 | 17244.5256 | 16728.9691 | 17132.9067 | 16116.1272 | 18629.6102 | 17821.8822 | 17387.9013 | 16838.4368 | 17007.4356 | 17468.5043 | 17013.284 | 17246.7677 | 16085.6834
QLD | Q9 | Banana | Wind | 0 | 0.00017655 | 0.00031916 | 0.00033746 | 0.040317 | 0.040379 | 0.045259 | 0.041632 | 0.045546 | 0.042201 | 0.042178 | 0.043781 | 0.041815 | 0.045391 | 0.045231 | 0.045749 | 0.043768 | 0.045007 | 0.042022 | 0.041917 | 0.042282 | 0.041242 | 0.044058 | 0.043855 | 0.044496 | 0.041746
NSW | N1 | North West NSW | Wind | 0 | 0 | 0 | 0 | 0 | 0 | 0 | 0 | 0 | 0 | 0 | 0 | 0 | 0 | 0 | 0 | 0 | 0 | 0 | 0 | 0 | 0 | 0 | 0 | 0 | 0
NSW | N2 | New England | Wind | 1287.8097 | 9299.4124 | 9895.8655 | 12407.003 | 17963.0187 | 16481.4038 | 17392.5462 | 17648.0148 | 18256.5167 | 17890.3963 | 17791.33 | 18402.4149 | 19785.0202 | 25158.8996 | 22553.1536 | 23497.3835 | 22146.015 | 23356.9091 | 22923.0654 | 21767.3796 | 22558.753 | 22674.8917 | 24011.8615 | 21867.434 | 22691.838 | 21322.6094
NSW | N3 | Central-West Orana | Wind | 380.7022 | 1980.0676 | 4219.022 | 4351.737 | 4503.6864 | 4223.9065 | 4388.972 | 4179.7921 | 4423.6458 | 4311.9993 | 4293.1006 | 4546.3529 | 4686.3318 | 4605.6324 | 4313.5462 | 4336.8269 | 4179.0961 | 4374.5191 | 4210.4148 | 4107.6645 | 4357.2944 | 4434.6435 | 4431.1438 | 4132.5499 | 4105.2057 | 3690.1325
NSW | N4 | Broken Hill | Wind | 627.9689 | 617.3694 | 821.0473 | 818.5048 | 767.7898 | 802.1892 | 842.0053 | 841.3133 | 813.1788 | 778.6893 | 781.4269 | 831.1465 | 825.0155 | 778.5211 | 820.3138 | 837.1258 | 844.3342 | 806.6912 | 760.8555 | 168.2729 | 181.0235 | 687.9944 | 661.1539 | 695.2867 | 695.5453 | 711.4074
NSW | N5 | South West NSW | Wind | 0 | 0.0020721 | 0.002183 | 0.0022886 | 0.0018821 | 0.0020855 | 0.0021035 | 0.0021103 | 0.002009 | 0.0020556 | 0.0020632 | 0.0021992 | 0.0022635 | 0.0018745 | 0.0020725 | 0.0020718 | 0.0032581 | 0.0029214 | 0.002927 | 0.0029603 | 0.0031357 | 0.0061079 | 0.0050881 | 0.0058709 | 0.0063388 | 1010.6997
NSW | N6 | Wagga Wagga | Wind | 0 | 0.00049391 | 0.00050621 | 0.00051994 | 0.00055839 | 0.00057405 | 0.00052497 | 0.0005284 | 0.00053085 | 0.00055566 | 0.00052047 | 0.00056525 | 0.00058252 | 0.00053433 | 0.00055417 | 0.00058705 | 0.00098116 | 0.00097461 | 0.00097274 | 0.00091074 | 0.00098121 | 0.0013376 | 0.0012274 | 0.0016855 | 0.0016675 | 0.0026963
NSW | N7 | Tumut | Wind | 0 | 0 | 0 | 0 | 0 | 0 | 0 | 0 | 0 | 0 | 0 | 0 | 0 | 0 | 0 | 0 | 0 | 0 | 0 | 0 | 0 | 0 | 0 | 0 | 0 | 0
NSW | N8 | Cooma-Monaro | Wind | 313.0517 | 1129.043 | 1209.1744 | 1164.9102 | 1226.2553 | 1183.8084 | 1319.6078 | 1320.59 | 1208.5849 | 1244.6142 | 1233.0818 | 1298.8629 | 1250.1596 | 1249.6538 | 1218.4785 | 1306.4496 | 1227.572 | 1111.3265 | 1137.6469 | 1094.6441 | 1180.0234 | 1093.0306 | 1126.9422 | 1124.0257 | 1190.8769 | 1211.0847
VIC | V1 | Ovens Murray | Wind | 0 | 0 | 0 | 0 | 0 | 0 | 0 | 0 | 0 | 0 | 0 | 0 | 0 | 0 | 0 | 0 | 0 | 0 | 0 | 0 | 0 | 0 | 0 | 0 | 0 | 0
VIC | V2 | Murray River | Wind | 0 | 0 | 0 | 0 | 0 | 0 | 0 | 0 | 0 | 0 | 0 | 0 | 0 | 0 | 0 | 0 | 0 | 0 | 0 | 0 | 0 | 0 | 0 | 0 | 0 | 0
VIC | V3 | Western Victoria | Wind | 4905.3916 | 4743.933 | 4642.6651 | 7555.1602 | 9128.9743 | 9681.7981 | 9528.7534 | 10332.7363 | 9407.6422 | 9288.8678 | 8777.0272 | 9158.1888 | 9382.922 | 8247.9914 | 8894.0021 | 8269.2763 | 8946.5539 | 8096.4074 | 8148.2732 | 7762.6023 | 7237.6278 | 7583.3923 | 6899.1606 | 6896.5512 | 6451.3878 | 5225.1206
VIC | V4 | South West Victoria | Wind | 5667.8206 | 8309.1998 | 8270.1182 | 8957.2568 | 8296.8807 | 8819.642 | 8652.4695 | 9384.0576 | 8367.8128 | 8447.3381 | 8729.846 | 9076.7722 | 9273.0142 | 8113.1905 | 8029.3109 | 7396.3683 | 7635.8207 | 6655.132 | 6815.249 | 6457.9688 | 6782.3175 | 4757.4256 | 4217.5338 | 5830.0212 | 5641.3054 | 6871.9754
VIC | V5 | Gippsland | Wind | 0 | 0.00020422 | 0.00053621 | 1630.8854 | 1495.029 | 1512.3186 | 1499.6746 | 1618.891 | 1500.8792 | 1489.4425 | 1532.9396 | 1517.5394 | 1664.8901 | 1450.1957 | 1477.5229 | 1383.0852 | 1485.7918 | 1372.8467 | 1395.4046 | 1414.4113 | 1409.6358 | 1585.4366 | 1416.4975 | 1447.3237 | 1383.9174 | 1534.3432
VIC | V6 | Central North VIC | Wind | 0 | 0.00011098 | 0.00030132 | 0.0022597 | 0.0022839 | 0.0024181 | 0.0023561 | 0.0023929 | 0.0025002 | 0.0025642 | 0.0023534 | 0.0025987 | 0.0025686 | 0.0022175 | 0.002324 | 0.0021999 | 0.0022839 | 0.0023193 | 0.0023427 | 0.0021264 | 0.0022998 | 0.002633 | 0.0023259 | 0.002468 | 0.0025045 | 0.0032231
SA | S1 | South East SA | Wind | 663.5169 | 629.1806 | 768.9554 | 1291.1421 | 2004.6628 | 2128.234 | 2063.5053 | 2337.1726 | 2101.861 | 2078.111 | 2073.4761 | 2000.12 | 2069.502 | 1842.5011 | 1637.0996 | 1565.508 | 1729.7877 | 2758.749 | 2727.9146 | 2622.294 | 3409.8719 | 3587.4116 | 3219.8049 | 3433.8632 | 3254.3039 | 3703.8692
SA | S2 | Riverland | Wind | 0 | 9.1204e-05 | 0.00066241 | 0.00065732 | 0.00084098 | 0.00093697 | 0.00091809 | 0.00091958 | 0.00086581 | 0.00092204 | 0.00088778 | 0.0011032 | 0.0010569 | 0.00089563 | 0.00098766 | 0.001286 | 0.0016205 | 0.0021325 | 0.0022341 | 0.002148 | 0.0034283 | 0.0033713 | 0.0028675 | 0.0030715 | 0.0034128 | 0.003521
SA | S3 | Mid-North SA | Wind | 3966.7761 | 4521.4943 | 5854.6029 | 5789.0114 | 5233.7224 | 5324.4754 | 5373.5316 | 5652.5083 | 5143.1942 | 4991.8756 | 4689.312 | 5150.3006 | 4564.6777 | 4301.9425 | 4426.2929 | 3470.4189 | 3680.9978 | 3348.9461 | 3438.3681 | 2607.0772 | 3266.3874 | 4614.5927 | 4242.2679 | 4414.4111 | 4372.0922 | 4722.4117
SA | S4 | Yorke Peninsula | Wind | 235.5273 | 193.4257 | 299.7927 | 304.6626 | 332.6139 | 276.2202 | 272.1387 | 307.0531 | 273.1602 | 289.0277 | 268.3069 | 311.842 | 295.926 | 280.6995 | 292.4117 | 287.0611 | 336.1388 | 299.9312 | 313.3507 | 287.7599 | 328.5038 | 304.6659 | 292.1083 | 298.8089 | 284.5995 | 326.7917
SA | S5 | Northern SA | Wind | 1281.5155 | 1145.5823 | 1363.9553 | 1378.7214 | 1241.3042 | 1265.6363 | 1297.5225 | 1290.2597 | 1195.0308 | 1237.1954 | 1215.0573 | 1319.3108 | 1358.9294 | 1281.5546 | 1314.0173 | 1350.6418 | 1359.0232 | 1242.443 | 1274.3553 | 1232.6884 | 1339.0799 | 604.1699 | 505.7044 | 506.5976 | 519.1908 | 564.5465
SA | S6 | Leigh Creek | Wind | 0 | 0.00016438 | 0.0015125 | 0.0015641 | 1914.1405 | 1875.5312 | 1909.6845 | 1877.4305 | 1832.6549 | 1786.894 | 1696.6163 | 1834.2937 | 1814.0685 | 1980.3339 | 1951.3329 | 1996.4181 | 1983.1985 | 1906.2727 | 1848.1313 | 1716.0383 | 1844.5138 | 1759.0472 | 1937.3774 | 1897.3939 | 1893.2579 | 1873.2697
SA | S7 | Roxby Downs | Wind | 0 | 0 | 0 | 0 | 0 | 0 | 0 | 0 | 0 | 0 | 0 | 0 | 0 | 0 | 0 | 0 | 0 | 0 | 0 | 0 | 0 | 0 | 0 | 0 | 0 | 0
SA | S8 | Eastern Eyre Peninsula | Wind | 295.4663 | 263.7974 | 335.3707 | 330.7492 | 326.0672 | 332.437 | 167.7742 | 154.1217 | 132.0654 | 131.7275 | 134.9265 | 0.17488 | 0.16876 | 355.9929 | 364.2024 | 426.0388 | 953.9649 | 899.1825 | 899.0533 | 850.6539 | 972.6105 | 881.1622 | 873.346 | 892.3129 | 854.8973 | 970.408
SA | S9 | Western Eyre Peninsula | Wind | 0 | 0.00014573 | 875.8552 | 854.9715 | 798.2956 | 814.9491 | 811.3042 | 893.3169 | 811.9403 | 806.9458 | 767.2985 | 880.956 | 846.4675 | 840.375 | 856.6324 | 875.0017 | 984.4872 | 925.2905 | 913.9711 | 857.8863 | 979.7034 | 896.122 | 888.3599 | 905.2877 | 885.6953 | 1012.0928
TAS | T1 | North East Tasmania | Wind | 500.7975 | 566.9524 | 524.3182 | 525.1958 | 493.9938 | 460.2828 | 455.2322 | 501.63 | 474.1423 | 476.4384 | 538.3302 | 509.6724 | 523.0923 | 500.2728 | 469.4973 | 462.2405 | 512.7938 | 478.376 | 479.4397 | 543.0284 | 517.3824 | 532.6497 | 506.3689 | 479.966 | 470.9001 | 520.8262
TAS | T2 | North West Tasmania | Wind | 651.3641 | 693.4322 | 706.864 | 674.4691 | 633.0158 | 623.8844 | 609.0154 | 662.9042 | 649.3799 | 616.7442 | 661.4042 | 689.8937 | 671.3058 | 640.0895 | 645.1771 | 618.498 | 676.135 | 654.7282 | 623.4138 | 665.0936 | 699.3863 | 684.6471 | 654.1325 | 655.6318 | 629.1142 | 685.3228
TAS | T3 | Central Highlands | Wind | 475.0255 | 533.1452 | 1796.2247 | 3133.794 | 3407.592 | 3782.2041 | 3656.3016 | 3743.303 | 3754.0298 | 3726.1834 | 3829.1075 | 3827.0903 | 4084.8913 | 4165.2709 | 4212.4605 | 4037.7872 | 4003.7039 | 3978.3619 | 3914.4075 | 3965.9963 | 3853.7496 | 4100.5759 | 4183.3228 | 4210.197 | 4000.6462 | 3953.3724
Region | REZ | REZ Name | Technology | 2024-25 | 2025-26 | 2026-27 | 2027-28 | 2028-29 | 2029-30 | 2030-31 | 2031-32 | 2032-33 | 2033-34 | 2034-35 | 2035-36 | 2036-37 | 2037-38 | 2038-39 | 2039-40 | 2040-41 | 2041-42 | 2042-43 | 2043-44 | 2044-45 | 2045-46 | 2046-47 | 2047-48 | 2048-49 | 2049-50
NSW | O1 | Hunter Coast | Offshore Wind | 0 | 0 | 0 | 2.13e-05 | 3.3511e-05 | 3.0212e-05 | 2.7772e-05 | 2.4894e-05 | 2.5812e-05 | 3.019e-05 | 3.5109e-05 | 3.6315e-05 | 4.1772e-05 | 4.8769e-05 | 4.0495e-05 | 5.1697e-05 | 4.9818e-05 | 5.8343e-05 | 6.3283e-05 | 7.0399e-05 | 6.9468e-05 | 8.0813e-05 | 9.5265e-05 | 7.9837e-05 | 9.9724e-05 | 9.1006e-05
NSW | O2 | Illawarra Coast | Offshore Wind | 0 | 0 | 0 | 1.8996e-05 | 0.00013703 | 0.00013179 | 0.00011727 | 0.00011417 | 0.00011158 | 0.00011847 | 0.00012057 | 0.00013236 | 0.00013119 | 0.00016545 | 0.00015247 | 0.00018377 | 0.00021798 | 0.00023608 | 0.00023447 | 0.00023376 | 0.00025862 | 0.00026929 | 0.00033956 | 0.00031631 | 0.00039434 | 0.00042029
VIC | O3 | Gippsland Coast | Offshore Wind | 0 | 0 | 0 | 2.4609e-05 | 1876.2301 | 5645.9291 | 5643.636 | 8059.6168 | 10006.4091 | 12783.4311 | 15795.2811 | 18118.4081 | 19579.1301 | 20133.4551 | 19901.0141 | 19156.5781 | 20444.0041 | 18955.4601 | 19580.0961 | 19794.7901 | 20293.6021 | 19872.3601 | 19697.7271 | 19465.6371 | 18970.0821 | 20605.3771
TAS | O4 | North West Tasmania Coast | Offshore Wind | 0 | 0 | 0 | 1.7835e-05 | 8.0087e-05 | 8.4023e-05 | 8.1652e-05 | 9.6698e-05 | 9.1135e-05 | 0.00010161 | 0.00011055 | 0.00012693 | 0.00013471 | 0.00014057 | 0.00015477 | 0.00021246 | 0.00023347 | 0.00021099 | 0.00021823 | 0.00021835 | 0.00023025 | 0.00022919 | 0.00022154 | 0.00022892 | 0.00021772 | 0.00024555
VIC | O5 | Portland Coast | Offshore Wind | 0 | 0 | 0 | 1.8361e-05 | 0.00021884 | 0.0010989 | 0.0010484 | 0.001042 | 0.00098888 | 0.0021226 | 0.0021502 | 1874.1667 | 3578.0184 | 5974.0167 | 10392.1381 | 13335.9691 | 13917.3951 | 12592.3781 | 12724.2121 | 12539.8121 | 13245.4781 | 13503.1261 | 12966.4331 | 14008.8931 | 13212.2791 | 14043.5471
SA | O6 | South East SA Coast | Offshore Wind | 0 | 0 | 0 | 1.8038e-05 | 0.00010247 | 0.00012279 | 0.00010166 | 0.00010572 | 9.9443e-05 | 0.00010667 | 0.00010847 | 0.00012025 | 0.00012948 | 0.00014071 | 0.00016678 | 0.00016944 | 0.0002024 | 0.00021592 | 0.00022363 | 0.00022652 | 0.00023549 | 0.00027069 | 0.00028434 | 0.00032591 | 0.0003413 | 0.00037084

## BaseCase_REZ Capacity
Installed capacity by REZ (MW) - BaseCase, Green Energy Exports scenario
Capacity calculated on 1 July. In early study years some wind and solar projects enter later in the financial year and are therefore reflected in the following financial year's capacity.
Note: the REZ capacity includes capacity from the existing, committed and anticipated renewables mapped to the relevant REZs
Explicitly modelled generation
Region | REZ | REZ Name | Technology | 2024-25 | 2025-26 | 2026-27 | 2027-28 | 2028-29 | 2029-30 | 2030-31 | 2031-32 | 2032-33 | 2033-34 | 2034-35 | 2035-36 | 2036-37 | 2037-38 | 2038-39 | 2039-40 | 2040-41 | 2041-42 | 2042-43 | 2043-44 | 2044-45 | 2045-46 | 2046-47 | 2047-48 | 2048-49 | 2049-50
QLD | Q1 | Far North QLD | Solar | 0 | 0 | 0 | 0 | 0 | 0 | 0 | 0 | 0 | 0 | 0 | 0 | 0 | 0 | 0 | 0 | 0 | 0 | 0 | 0 | 0 | 0 | 0 | 0 | 0 | 0
QLD | Q2 | North Qld Clean Energy Hub | Solar | 83 | 83 | 83 | 83 | 83 | 83 | 83 | 83 | 83 | 83 | 83 | 83 | 83 | 33 | 33 | 33 | 33 | 33 | 33 | 33 | 33 | 33 | 18 | 18 | 0 | 0
QLD | Q3 | Northern Qld | Solar | 513.997 | 513.997 | 513.997 | 513.997 | 513.9972 | 513.9972 | 513.9972 | 513.9972 | 513.9972 | 514.0216 | 514.0216 | 514.0216 | 514.0216 | 514.0216 | 514.0216 | 514.0216 | 514.0216 | 514.0216 | 672.635 | 678.8862 | 796.7029 | 978.2686 | 978.2686 | 960.5308 | 1570.4504 | 1437.8534
QLD | Q4 | Isaac | Solar | 684.9 | 684.9 | 684.9 | 684.9 | 684.9002 | 684.9002 | 684.9002 | 684.9002 | 684.9002 | 684.9023 | 684.9023 | 684.9023 | 684.9023 | 684.9023 | 684.9023 | 684.9023 | 684.9023 | 684.9023 | 684.9097 | 684.9097 | 642.4097 | 642.4097 | 642.4097 | 642.4365 | 183.5366 | 26.0369
QLD | Q5 | Barcaldine | Solar | 14 | 14 | 14 | 14.0002 | 14.0069 | 14.0069 | 14.0069 | 14.0069 | 14.0069 | 69.1972 | 69.1973 | 69.1973 | 69.1973 | 69.1973 | 69.1973 | 69.1973 | 69.1973 | 69.1973 | 69.1973 | 60.6213 | 71.2711 | 78.5534 | 78.5534 | 80.3029 | 80.303 | 80.303
QLD | Q6 | Fitzroy | Solar | 401.5 | 401.5 | 401.5 | 401.5 | 401.5002 | 401.5002 | 401.5002 | 401.5002 | 401.5002 | 401.5014 | 401.5014 | 401.5014 | 401.5014 | 401.5014 | 401.5014 | 401.5014 | 401.5014 | 401.5014 | 401.503 | 401.5107 | 401.5107 | 401.5107 | 401.5107 | 401.5107 | 401.5107 | 401.5208
QLD | Q7 | Wide Bay | Solar | 607.83 | 607.83 | 607.83 | 607.8301 | 607.8302 | 607.8302 | 607.8302 | 607.8302 | 607.8302 | 607.8305 | 607.8305 | 607.8305 | 607.8305 | 607.8305 | 607.8305 | 607.8305 | 607.8305 | 607.8307 | 607.8308 | 607.8311 | 607.8312 | 607.8328 | 607.8329 | 540.3029 | 559.6765 | 568.7738
QLD | Q8 | Darling Downs | Solar | 1636.558 | 1636.558 | 1636.558 | 1636.5584 | 1636.5585 | 1636.5585 | 1636.5585 | 1636.5585 | 1636.5585 | 3446.4911 | 4147.033 | 4147.033 | 4026.033 | 4026.033 | 4026.033 | 4026.033 | 4026.033 | 4026.033 | 4026.033 | 5207.0192 | 5257.1103 | 5340.7947 | 5091.4407 | 4691.4407 | 4992.0044 | 5519.4277
QLD | Q9 | Banana | Solar | 0 | 0 | 0 | 0.00013175 | 0.00019692 | 0.00019694 | 0.00019695 | 0.000197 | 0.00019712 | 0.00097535 | 0.0035601 | 0.0035619 | 0.0035623 | 0.0035625 | 0.0035627 | 0.0035649 | 224.9969 | 224.9969 | 224.997 | 224.997 | 224.997 | 224.9971 | 224.9971 | 533.9165 | 533.9165 | 2586.0378
NSW | N1 | North West NSW | Solar | 166 | 166 | 181.7743 | 181.7743 | 194.3626 | 194.3626 | 194.3626 | 194.3626 | 194.3626 | 194.3626 | 194.3626 | 194.3626 | 194.3626 | 194.3626 | 194.3626 | 194.3626 | 196.3471 | 196.3471 | 200.383 | 216.2838 | 216.2838 | 216.2838 | 226.5926 | 234.7299 | 239.6948 | 246.3482
NSW | N2 | New England | Solar | 555 | 620 | 924.8068 | 1069.9208 | 1406.3215 | 1406.3215 | 1406.3215 | 1406.3215 | 1406.3215 | 1406.3215 | 1406.3215 | 1406.3215 | 1406.3215 | 1406.3215 | 1406.3215 | 1406.3215 | 1994.8699 | 1994.8699 | 3540 | 3520 | 3520 | 3520 | 3520 | 3520 | 3520 | 3520
NSW | N3 | Central-West Orana | Solar | 902.095 | 1739.095 | 1739.095 | 1739.095 | 3494.1275 | 3494.1275 | 3494.1275 | 3494.1275 | 3494.1275 | 3494.1275 | 3494.1275 | 3494.1275 | 3494.1275 | 3494.1275 | 3494.1275 | 3494.1275 | 4412.1595 | 5736.35 | 5634.325 | 6908.416 | 6973.0807 | 7182.365 | 7428.2414 | 7525.5436 | 7600.07 | 7397.03
NSW | N4 | Broken Hill | Solar | 53 | 53 | 53.0003 | 53.0017 | 133.7551 | 133.7551 | 133.7551 | 133.7551 | 133.7551 | 133.7551 | 133.7551 | 133.7551 | 133.7551 | 133.7551 | 133.7551 | 133.7551 | 133.7551 | 133.7551 | 133.7551 | 229.7198 | 229.7198 | 229.7198 | 229.7198 | 229.7198 | 229.7198 | 229.7198
NSW | N5 | South West NSW | Solar | 1500.4 | 1500.4 | 1500.4001 | 1500.4003 | 1500.4027 | 1500.4027 | 1500.4027 | 1500.4027 | 1500.4027 | 1500.4027 | 1500.4027 | 1500.4027 | 1500.4027 | 1500.4027 | 1350.1027 | 1350.1027 | 1350.1027 | 1350.1027 | 1350.1027 | 1350.1027 | 1350.1027 | 2488.142 | 3574.4452 | 3574.4452 | 3574.4452 | 3767.6077
NSW | N6 | Wagga Wagga | Solar | 683.028 | 683.028 | 683.0281 | 683.0282 | 683.0284 | 683.0284 | 683.0284 | 683.0284 | 683.0284 | 683.0284 | 683.0284 | 683.0284 | 683.0284 | 683.0284 | 683.0284 | 683.0285 | 683.0285 | 683.0286 | 683.0286 | 683.0286 | 683.0287 | 683.0293 | 683.0295 | 683.0295 | 683.0296 | 683.0296
NSW | N7 | Tumut | Solar | 0 | 0 | 0 | 0 | 0 | 0 | 0 | 0 | 0 | 0 | 0 | 0 | 0 | 0 | 0 | 0 | 0 | 0 | 0 | 0 | 0 | 0 | 0 | 0 | 0 | 0
NSW | N8 | Cooma-Monaro | Solar | 0 | 0 | 0 | 0 | 0 | 0 | 0 | 0 | 0 | 0 | 0 | 0 | 0 | 0 | 0 | 0 | 0 | 0 | 0 | 0 | 0 | 0 | 0 | 0 | 0 | 0
VIC | V1 | Ovens Murray | Solar | 0 | 0 | 0 | 0.00021972 | 74.4132 | 74.4132 | 74.4132 | 74.4132 | 74.4132 | 74.4132 | 74.4132 | 74.4132 | 74.4132 | 74.4132 | 74.4132 | 74.4132 | 74.4132 | 74.4132 | 74.4132 | 417.2607 | 443.2195 | 443.2195 | 443.2195 | 443.2195 | 443.2196 | 443.2196
VIC | V2 | Murray River | Solar | 679.093 | 774.093 | 774.093 | 774.093 | 774.093 | 774.093 | 774.093 | 774.093 | 774.093 | 774.093 | 774.093 | 774.093 | 774.093 | 774.093 | 774.093 | 774.093 | 774.093 | 963.4398 | 963.4398 | 982.0596 | 2380.2582 | 2349.1552 | 2440.536 | 2440.536 | 2484.6572 | 2087.2072
VIC | V3 | Western Victoria | Solar | 0 | 0 | 0 | 0.00015481 | 0.0003927 | 0.00039272 | 0.00039274 | 0.00039285 | 0.00039395 | 0.00039413 | 0.00039415 | 0.00039417 | 0.0003942 | 0.00039428 | 0.00039434 | 0.00039471 | 0.00039533 | 0.00052757 | 0.00053054 | 0.00068164 | 0.0013666 | 0.0013672 | 0.0013681 | 0.0013689 | 0.0013707 | 0.0013731
VIC | V4 | South West Victoria | Solar | 0 | 0 | 0 | 0 | 0 | 0 | 0 | 0 | 0 | 0 | 0 | 0 | 0 | 0 | 0 | 0 | 0 | 0 | 0 | 0 | 0 | 0 | 0 | 0 | 0 | 0
VIC | V5 | Gippsland | Solar | 0 | 77 | 77 | 77 | 77 | 77 | 77 | 77 | 77 | 77 | 77 | 77 | 77 | 77 | 77 | 77 | 77 | 77 | 77 | 77 | 77 | 77 | 77 | 77.0001 | 77.0001 | 77.0001
VIC | V6 | Central North VIC | Solar | 402.48 | 622.48 | 622.48 | 622.48 | 622.48 | 622.48 | 622.48 | 622.48 | 622.48 | 622.48 | 622.48 | 622.48 | 622.48 | 622.48 | 622.48 | 622.48 | 622.48 | 622.48 | 622.48 | 622.48 | 512 | 512 | 512 | 512 | 512 | 512
SA | S1 | South East SA | Solar | 155.16 | 512.16 | 512.16 | 512.16 | 512.16 | 512.16 | 512.16 | 512.16 | 512.16 | 512.16 | 512.16 | 512.16 | 512.16 | 512.16 | 512.16 | 512.16 | 512.16 | 512.16 | 512.16 | 512.16 | 512.16 | 512.16 | 512.16 | 512.16 | 512.16 | 404.16
SA | S2 | Riverland | Solar | 25.26 | 55.26 | 55.26 | 55.26 | 55.26 | 55.26 | 55.26 | 49.14 | 49.14 | 49.14 | 49.14 | 49.14 | 49.14 | 49.14 | 49.14 | 49.14 | 49.14 | 37.3803 | 79.2098 | 519.4016 | 519.4016 | 707.8001 | 917.1229 | 917.1229 | 917.1229 | 917.1229
SA | S3 | Mid-North SA | Solar | 0 | 0 | 0 | 0.00023639 | 0.00034092 | 0.00034093 | 0.00034098 | 0.00034101 | 0.00034113 | 0.00034134 | 0.00034157 | 0.00034163 | 0.00034174 | 0.00034236 | 0.00034245 | 0.00034314 | 0.0003443 | 0.0007371 | 0.00074578 | 0.001001 | 0.0010019 | 0.0012591 | 0.0014242 | 0.0014249 | 0.0014272 | 0.0014325
SA | S4 | Yorke Peninsula | Solar | 0 | 0 | 0 | 0 | 0 | 0 | 0 | 0 | 0 | 0 | 0 | 0 | 0 | 0 | 0 | 0 | 0 | 0 | 0 | 0 | 0 | 0 | 0 | 0 | 0 | 0
SA | S5 | Northern SA | Solar | 349.2 | 349.2 | 349.2 | 349.2004 | 349.2004 | 349.2004 | 349.2004 | 349.2004 | 349.2004 | 349.2004 | 349.2004 | 349.2004 | 349.2004 | 349.2004 | 349.2004 | 349.2004 | 349.2004 | 349.2009 | 349.2009 | 349.2012 | 79.2012 | 79.2016 | 79.2018 | 0.001774 | 0.0017767 | 0.0017793
SA | S6 | Leigh Creek | Solar | 0 | 0 | 0.00013616 | 0.00034929 | 127.3722 | 127.3722 | 127.3722 | 127.3722 | 127.3722 | 127.3722 | 127.3722 | 127.3722 | 127.3722 | 127.3722 | 127.3722 | 127.3722 | 127.3722 | 127.376 | 127.376 | 245.8807 | 245.8807 | 255.7539 | 359.1908 | 359.1908 | 359.1908 | 402.9461
SA | S7 | Roxby Downs | Solar | 0 | 0 | 0.00016528 | 382.8472 | 382.8472 | 382.8472 | 382.8472 | 382.8472 | 382.8472 | 382.8472 | 382.8472 | 382.8472 | 382.8472 | 382.8472 | 382.8472 | 382.8472 | 382.8472 | 382.8472 | 382.8472 | 584.9289 | 584.9289 | 584.9289 | 636.8765 | 636.8765 | 636.8765 | 646.3857
SA | S8 | Eastern Eyre Peninsula | Solar | 0 | 0 | 0 | 0.00015666 | 0.00018658 | 0.0001866 | 0.00018662 | 0.00018667 | 0.00018678 | 0.00018702 | 0.00018732 | 0.00018739 | 0.00018753 | 0.00018791 | 0.00018808 | 0.00023421 | 0.0002352 | 0.00040002 | 0.00040714 | 0.00053671 | 0.00053746 | 0.00068621 | 0.00068956 | 0.00069141 | 0.00077853 | 0.00078121
SA | S9 | Western Eyre Peninsula | Solar | 0 | 0 | 0.00010538 | 0.00047736 | 0.00047831 | 0.00047832 | 0.00047834 | 0.00047838 | 0.00047849 | 0.00047869 | 0.00047883 | 0.00047891 | 0.00047904 | 0.00047977 | 0.0004799 | 0.00048082 | 0.0004818 | 0.0015516 | 0.0015555 | 0.0026631 | 0.0026641 | 0.0051018 | 0.0051064 | 0.0051077 | 0.0051951 | 0.0060055
TAS | T1 | North East Tasmania | Solar | 0 | 0 | 0 | 0 | 0 | 0 | 0 | 0 | 0 | 0 | 0 | 0 | 0 | 0 | 0 | 0 | 0 | 0.00010824 | 0.00012003 | 0.00013217 | 0.00014744 | 0.00016306 | 0.00018349 | 0.00019875 | 0.00021503 | 0.0002289
TAS | T2 | North West Tasmania | Solar | 0 | 0 | 0 | 0 | 0.00011229 | 0.00011244 | 0.00011727 | 0.00013527 | 0.00016164 | 0.00018002 | 0.00018221 | 0.00019473 | 0.00019668 | 0.00021119 | 0.00021338 | 0.00064888 | 0.00064907 | 0.00064937 | 0.00064969 | 0.00065002 | 0.0006505 | 0.00065112 | 0.00065197 | 0.00065286 | 0.0006541 | 0.00065571
TAS | T3 | Central Highlands | Solar | 0 | 0 | 0 | 0 | 0 | 0 | 0 | 0 | 0 | 0 | 0 | 0 | 0 | 0 | 0 | 0 | 0 | 0.00011059 | 0.00012558 | 0.00013527 | 0.00015124 | 0.00016737 | 0.00018742 | 0.00020079 | 0.00022056 | 0.0002363
Region | REZ | REZ Name | Technology | 2024-25 | 2025-26 | 2026-27 | 2027-28 | 2028-29 | 2029-30 | 2030-31 | 2031-32 | 2032-33 | 2033-34 | 2034-35 | 2035-36 | 2036-37 | 2037-38 | 2038-39 | 2039-40 | 2040-41 | 2041-42 | 2042-43 | 2043-44 | 2044-45 | 2045-46 | 2046-47 | 2047-48 | 2048-49 | 2049-50
QLD | Q1 | Far North QLD | Wind | 330.318 | 817.8341 | 817.8341 | 817.8341 | 817.8341 | 817.8341 | 817.8341 | 817.8341 | 817.8341 | 817.8341 | 817.8341 | 817.8341 | 817.8341 | 817.8341 | 817.8341 | 817.8341 | 817.8341 | 817.8341 | 817.8341 | 637.3161 | 637.3161 | 637.3161 | 637.3161 | 637.3161 | 487.5161 | 487.5161
QLD | Q2 | North Qld Clean Energy Hub | Wind | 43.2 | 55.6836 | 55.6837 | 55.6837 | 55.6837 | 55.6837 | 55.6837 | 55.6837 | 55.6837 | 55.6837 | 55.6837 | 55.6837 | 55.6837 | 55.6837 | 55.6837 | 55.6837 | 55.6837 | 55.6837 | 55.6837 | 55.6837 | 55.6837 | 12.4837 | 12.4837 | 12.4837 | 12.4837 | 12.4837
QLD | Q3 | Northern Qld | Wind | 0 | 0 | 0 | 0 | 0 | 0 | 0 | 0 | 0 | 0 | 0 | 0 | 0 | 0 | 0 | 0 | 0 | 0 | 0 | 0 | 0 | 0 | 0 | 0 | 0 | 0
QLD | Q4 | Isaac | Wind | 0 | 450.0001 | 1225.3908 | 1225.3908 | 1744.4175 | 1744.4175 | 1744.4175 | 1744.4175 | 1744.4175 | 1744.4175 | 2044.7931 | 2044.7931 | 2044.7931 | 2044.7931 | 2044.7931 | 2044.7931 | 2093.5095 | 2093.5095 | 2093.5095 | 2093.5095 | 2093.5095 | 2222.8572 | 2222.8572 | 2222.8572 | 2446.9408 | 2446.9413
QLD | Q5 | Barcaldine | Wind | 0 | 0.0001062 | 98.7242 | 98.7242 | 114.8725 | 114.8725 | 114.8725 | 114.8725 | 114.8725 | 114.8725 | 114.8727 | 114.8727 | 114.8727 | 114.8727 | 114.8727 | 114.8727 | 114.8727 | 114.8727 | 114.8729 | 114.8731 | 114.8734 | 114.8734 | 114.8734 | 114.8734 | 114.8739 | 114.8739
QLD | Q6 | Fitzroy | Wind | 0 | 0.00040689 | 120.3706 | 120.3706 | 900.0026 | 900.0026 | 900.0026 | 900.0026 | 900.0026 | 900.0026 | 900.0026 | 900.0026 | 900.0026 | 900.0026 | 900.0026 | 900.0026 | 900.0026 | 900.0026 | 900.0026 | 900.0026 | 900.0026 | 900.0026 | 900.0036 | 900.0037 | 900.0057 | 900.0057
QLD | Q7 | Wide Bay | Wind | 0 | 0 | 0 | 0 | 276.5197 | 276.5197 | 276.5197 | 276.5197 | 276.5197 | 276.5197 | 276.5197 | 276.5197 | 276.5197 | 276.5197 | 276.5197 | 276.5197 | 276.5197 | 276.5197 | 276.5197 | 276.5197 | 276.5197 | 276.5197 | 276.5205 | 276.5206 | 276.5206 | 276.5206
QLD | Q8 | Darling Downs | Wind | 1548.89 | 1979.3931 | 3819.829 | 4381.3745 | 5011.2733 | 5011.2733 | 5011.2733 | 5011.2733 | 5011.2733 | 5064.972 | 5997.0956 | 5997.0956 | 5997.0956 | 5997.0956 | 5997.0956 | 5997.0956 | 5997.0956 | 6532.837 | 6532.837 | 6532.837 | 6079.947 | 6199.1902 | 6199.1902 | 6199.1902 | 6199.1902 | 6199.1902
QLD | Q9 | Banana | Wind | 0 | 0 | 0.00010769 | 0.0001086 | 0.018015 | 0.018016 | 0.018016 | 0.018016 | 0.018016 | 0.018017 | 0.018068 | 0.01807 | 0.018073 | 0.018244 | 0.018246 | 0.018248 | 0.018248 | 0.018289 | 0.018289 | 0.01829 | 0.01829 | 0.018465 | 0.018506 | 0.018507 | 0.018509 | 0.01851
NSW | N1 | North West NSW | Wind | 0 | 0 | 0 | 0 | 0 | 0 | 0 | 0 | 0 | 0 | 0 | 0 | 0 | 0 | 0 | 0 | 0 | 0 | 0 | 0 | 0 | 0 | 0 | 0 | 0 | 0
NSW | N2 | New England | Wind | 442.48 | 3129.3518 | 3295.6454 | 4032.3983 | 5867.1162 | 5867.1162 | 5867.1162 | 5867.1162 | 5867.1162 | 5867.1162 | 5867.1162 | 5867.1162 | 6211.7773 | 7644.6196 | 7472.1396 | 7472.1396 | 7472.1396 | 7670 | 7670 | 7400 | 7400 | 7400 | 7400 | 7400 | 7400 | 7400
NSW | N3 | Central-West Orana | Wind | 113.19 | 731.1906 | 1531.19 | 1531.19 | 1531.19 | 1531.19 | 1531.19 | 1531.19 | 1531.19 | 1531.19 | 1531.19 | 1531.19 | 1531.19 | 1531.19 | 1531.19 | 1531.19 | 1531.19 | 1531.19 | 1531.19 | 1531.19 | 1531.19 | 1531.19 | 1531.19 | 1531.19 | 1531.19 | 1418
NSW | N4 | Broken Hill | Wind | 198.94 | 198.9405 | 267.6164 | 267.6164 | 267.6165 | 267.6165 | 267.6165 | 267.6165 | 267.6165 | 267.6165 | 267.6165 | 267.6165 | 267.6165 | 267.6165 | 267.6165 | 267.6165 | 267.6166 | 267.6167 | 267.6167 | 68.6767 | 68.6767 | 277.7778 | 277.7778 | 277.7778 | 277.8102 | 278.0359
NSW | N5 | South West NSW | Wind | 0 | 0.00096971 | 0.00097728 | 0.00097877 | 0.00098018 | 0.00098085 | 0.00098086 | 0.00098088 | 0.00098094 | 0.00098191 | 0.00098286 | 0.00098426 | 0.00098558 | 0.00098613 | 0.00098816 | 0.00098997 | 0.0014473 | 0.0014489 | 0.001472 | 0.0014732 | 0.0014808 | 0.002706 | 0.0027072 | 0.0028585 | 0.0030577 | 404.1427
NSW | N6 | Wagga Wagga | Wind | 0 | 0.00026532 | 0.00026573 | 0.00026624 | 0.00030931 | 0.0003097 | 0.00030971 | 0.00030973 | 0.00030981 | 0.00031027 | 0.00031047 | 0.00031154 | 0.00031554 | 0.00031801 | 0.00032486 | 0.00034884 | 0.00053133 | 0.00055171 | 0.00055953 | 0.00056021 | 0.00056562 | 0.00072838 | 0.00073433 | 0.00097039 | 0.000976 | 0.0014603
NSW | N7 | Tumut | Wind | 0 | 0 | 0 | 0 | 0 | 0 | 0 | 0 | 0 | 0 | 0 | 0 | 0 | 0 | 0 | 0 | 0 | 0 | 0 | 0 | 0 | 0 | 0 | 0 | 0 | 0
NSW | N8 | Cooma-Monaro | Wind | 113 | 374.4911 | 392.1733 | 392.1733 | 413 | 413 | 413 | 413 | 413 | 413 | 413 | 413 | 413 | 413 | 413 | 413 | 368.4211 | 368.4211 | 368.4211 | 368.4211 | 368.4211 | 368.4213 | 375.4565 | 384.4888 | 385.6214 | 385.6214
VIC | V1 | Ovens Murray | Wind | 0 | 0 | 0 | 0 | 0 | 0 | 0 | 0 | 0 | 0 | 0 | 0 | 0 | 0 | 0 | 0 | 0 | 0 | 0 | 0 | 0 | 0 | 0 | 0 | 0 | 0
VIC | V2 | Murray River | Wind | 0 | 0 | 0 | 0 | 0 | 0 | 0 | 0 | 0 | 0 | 0 | 0 | 0 | 0 | 0 | 0 | 0 | 0 | 0 | 0 | 0 | 0 | 0 | 0 | 0 | 0
VIC | V3 | Western Victoria | Wind | 1934.5 | 1934.5 | 1934.5 | 2634.5005 | 3393.9135 | 3393.9135 | 3393.9135 | 3393.9135 | 3393.9135 | 3341.4135 | 3149.4135 | 3149.4135 | 3149.4135 | 3149.4135 | 3149.4135 | 3149.4135 | 3149.4135 | 3149.4135 | 3118.3635 | 2987.1635 | 2675.1635 | 2675.1635 | 2675.1635 | 2435.1635 | 2406.4635 | 1668.4136
VIC | V4 | South West Victoria | Wind | 2082.66 | 3170.66 | 3170.66 | 3170.6604 | 3170.6606 | 3170.6606 | 3170.6606 | 3170.6606 | 3170.6606 | 3170.6606 | 3170.6606 | 3170.6606 | 3170.6606 | 3103.4606 | 2683.4606 | 2683.4606 | 2501.7606 | 2501.7606 | 2482.2606 | 2289.6607 | 2289.6607 | 1523.3714 | 1523.3714 | 1950.4309 | 2010.3053 | 2190.9593
VIC | V5 | Gippsland | Wind | 0 | 0 | 0.00015297 | 500.0009 | 500.0009 | 500.0009 | 500.0009 | 500.0009 | 500.0009 | 500.0009 | 500.0009 | 500.0009 | 500.0009 | 500.0009 | 500.0009 | 500.0009 | 500.0009 | 500.0009 | 500.0009 | 500.0009 | 500.0009 | 500.0009 | 500.0009 | 500.0009 | 500.0009 | 500.0009
VIC | V6 | Central North VIC | Wind | 0 | 0 | 0 | 0.00093194 | 0.0010855 | 0.0010878 | 0.0010879 | 0.001088 | 0.0010885 | 0.0010888 | 0.0010889 | 0.0010891 | 0.0010893 | 0.0010896 | 0.0010899 | 0.0010905 | 0.0010918 | 0.0010944 | 0.0010957 | 0.0010964 | 0.0010988 | 0.0012174 | 0.0012208 | 0.0012289 | 0.0012708 | 0.0015557
SA | S1 | South East SA | Wind | 324.5 | 324.5 | 324.5006 | 488.667 | 839.7415 | 839.7415 | 839.7415 | 839.7415 | 839.7415 | 839.7415 | 839.7415 | 713.2415 | 713.2415 | 713.2415 | 554.2415 | 554.2415 | 538.6666 | 984.042 | 984.042 | 984.042 | 1155.3468 | 1197.1618 | 1197.1618 | 1197.1618 | 1213.61 | 1213.61
SA | S2 | Riverland | Wind | 0 | 0 | 0.0003255 | 0.00032804 | 0.0005056 | 0.00051224 | 0.00051227 | 0.00051236 | 0.00051254 | 0.00051314 | 0.00051378 | 0.00054587 | 0.00054753 | 0.00054995 | 0.00055601 | 0.00069655 | 0.00083748 | 0.0012183 | 0.0012229 | 0.0012243 | 0.0017015 | 0.0017079 | 0.0017104 | 0.0017159 | 0.0018469 | 0.0018545
SA | S3 | Mid-North SA | Wind | 1343.06 | 1756.06 | 1822.2739 | 1822.2739 | 1822.2739 | 1822.2739 | 1822.2739 | 1822.2739 | 1822.2739 | 1723.5739 | 1723.5739 | 1652.1739 | 1467.3739 | 1467.3739 | 1467.3739 | 1140.6739 | 1140.6739 | 1140.6739 | 1140.6739 | 926.8139 | 1016.3389 | 1499.8839 | 1499.8839 | 1499.8839 | 1518.9052 | 1518.9052
SA | S4 | Yorke Peninsula | Wind | 90.75 | 90.75 | 110.5225 | 110.5225 | 134.6257 | 108.4182 | 108.4182 | 108.4182 | 108.4182 | 108.4182 | 108.4182 | 108.4184 | 108.4184 | 108.4186 | 108.4186 | 108.4186 | 110.8898 | 116.1464 | 116.1464 | 116.1464 | 116.1467 | 116.1467 | 116.1467 | 116.1467 | 116.1467 | 116.1468
SA | S5 | Northern SA | Wind | 422.4 | 422.4 | 422.4 | 422.4 | 422.4 | 422.4 | 422.4 | 422.4 | 422.4 | 422.4 | 422.4 | 422.4 | 422.4 | 422.4 | 422.4 | 422.4 | 422.4 | 422.4 | 422.4 | 422.4 | 422.4 | 210 | 210 | 210 | 210 | 210
SA | S6 | Leigh Creek | Wind | 0 | 0 | 0.0006112 | 0.00062519 | 599.9998 | 599.9998 | 599.9998 | 599.9998 | 599.9998 | 599.9998 | 599.9998 | 599.9998 | 599.9998 | 599.9998 | 599.9998 | 599.9998 | 599.9998 | 599.9998 | 599.9998 | 599.9998 | 599.9999 | 599.9999 | 600.0034 | 600.0034 | 600.0034 | 600.0034
SA | S7 | Roxby Downs | Wind | 0 | 0 | 0 | 0 | 0 | 0 | 0 | 0 | 0 | 0 | 0 | 0 | 0 | 0 | 0 | 0 | 0 | 0 | 0 | 0 | 0 | 0 | 0 | 0 | 0 | 0
SA | S8 | Eastern Eyre Peninsula | Wind | 136 | 136 | 136.0019 | 136.0019 | 136.0636 | 136.0636 | 70.0636 | 70.0636 | 70.0636 | 70.0636 | 70.0636 | 0.063595 | 0.063596 | 127.5611 | 127.5611 | 149.4712 | 296.5657 | 323.0682 | 323.0682 | 323.0682 | 323.0682 | 323.0682 | 323.0682 | 323.0682 | 323.0682 | 323.0682
SA | S9 | Western Eyre Peninsula | Wind | 0 | 0 | 284.8807 | 302.2245 | 302.2245 | 302.2245 | 302.2245 | 302.2245 | 302.2245 | 302.2245 | 302.2245 | 302.2245 | 302.2245 | 302.2245 | 302.2245 | 302.2245 | 302.2246 | 327.6109 | 327.6109 | 327.6109 | 327.6109 | 327.6109 | 327.6109 | 327.611 | 327.611 | 327.611
TAS | T1 | North East Tasmania | Wind | 168 | 168 | 168.0002 | 168.0003 | 168.0004 | 168.0008 | 168.0009 | 168.0011 | 168.0012 | 168.0015 | 168.0018 | 168.0018 | 168.002 | 168.002 | 168.0021 | 168.0028 | 168.0028 | 168.0028 | 168.0028 | 168.0028 | 168.0028 | 168.0028 | 168.0028 | 168.0028 | 168.0028 | 168.0028
TAS | T2 | North West Tasmania | Wind | 251.35 | 251.35 | 251.3501 | 251.3502 | 251.3504 | 251.3528 | 251.3528 | 251.3528 | 251.3534 | 251.3536 | 251.355 | 251.3551 | 251.3552 | 251.3594 | 251.3597 | 251.3598 | 251.3598 | 251.3598 | 251.3598 | 251.3598 | 251.3598 | 251.3598 | 251.3598 | 251.3598 | 251.3598 | 251.3598
TAS | T3 | Central Highlands | Wind | 144 | 144 | 427.2078 | 710.4159 | 993.6237 | 1289.674 | 1409.2068 | 1528.7394 | 1648.2714 | 1767.8039 | 1887.335 | 2006.8678 | 2126.4003 | 2245.9291 | 2365.4615 | 2484.9934 | 2484.9934 | 2484.9934 | 2484.9934 | 2484.9934 | 2340.9934 | 2340.9934 | 2340.9934 | 2340.9934 | 2340.9934 | 2340.9934
Region | REZ | REZ Name | Technology | 2024-25 | 2025-26 | 2026-27 | 2027-28 | 2028-29 | 2029-30 | 2030-31 | 2031-32 | 2032-33 | 2033-34 | 2034-35 | 2035-36 | 2036-37 | 2037-38 | 2038-39 | 2039-40 | 2040-41 | 2041-42 | 2042-43 | 2043-44 | 2044-45 | 2045-46 | 2046-47 | 2047-48 | 2048-49 | 2049-50
NSW | O1 | Hunter Coast | Offshore Wind | 0 | 0 | 0 | 0 | 0 | 0 | 0 | 0 | 0 | 0 | 0 | 0 | 0 | 0 | 0 | 0 | 0 | 0 | 0 | 0 | 0 | 0 | 0 | 0 | 0 | 0
NSW | O2 | Illawarra Coast | Offshore Wind | 0 | 0 | 0 | 0 | 0 | 0 | 0 | 0 | 0 | 0 | 0 | 0 | 0 | 0 | 0 | 0 | 0 | 0 | 0 | 0 | 0 | 0 | 0 | 0 | 0.00011591 | 0.00012491
VIC | O3 | Gippsland Coast | Offshore Wind | 0 | 0 | 0 | 0 | 499.9999 | 1499.9996 | 1499.9996 | 1999.9996 | 2666.9998 | 3332.9993 | 3999.9993 | 4490.486 | 5041.716 | 5312.825 | 5312.825 | 5312.825 | 5312.825 | 5312.825 | 5312.825 | 5312.825 | 5312.825 | 5312.825 | 5312.825 | 5312.825 | 5312.825 | 5312.825
TAS | O4 | North West Tasmania Coast | Offshore Wind | 0 | 0 | 0 | 0 | 0 | 0 | 0 | 0 | 0 | 0 | 0 | 0 | 0 | 0 | 0 | 0 | 0 | 0 | 0 | 0 | 0 | 0 | 0 | 0 | 0 | 0
VIC | O5 | Portland Coast | Offshore Wind | 0 | 0 | 0 | 0 | 0 | 0.00031771 | 0.00032088 | 0.00032159 | 0.00032203 | 0.00066136 | 0.00066683 | 509.5141 | 958.2841 | 1687.1746 | 2687.1746 | 3687.1746 | 3687.1746 | 3687.1746 | 3687.1746 | 3687.1746 | 3687.1746 | 3687.1746 | 3687.1746 | 3687.1746 | 3687.1746 | 3687.1746
SA | O6 | South East SA Coast | Offshore Wind | 0 | 0 | 0 | 0 | 0 | 0 | 0 | 0 | 0 | 0 | 0 | 0 | 0 | 0 | 0 | 0 | 0 | 0 | 0 | 0 | 0 | 0 | 0 | 0 | 0.00010366 | 0.00010715

## BaseCase_VOM Cost
VOM cost by technology ($000s) - BaseCase, Green Energy Exports scenario
VOM | Real June 2023 dollars discounted to 1 July 2023.
Explicitly modelled generation
Region | Technology | 2024-25 | 2025-26 | 2026-27 | 2027-28 | 2028-29 | 2029-30 | 2030-31 | 2031-32 | 2032-33 | 2033-34 | 2034-35 | 2035-36 | 2036-37 | 2037-38 | 2038-39 | 2039-40 | 2040-41 | 2041-42 | 2042-43 | 2043-44 | 2044-45 | 2045-46 | 2046-47 | 2047-48 | 2048-49 | 2049-50
NEM | Black Coal | 377101.7125 | 270189.3956 | 214269.4574 | 188243.2956 | 137065.3528 | 82966.0559 | 88075.3301 | 81697.5244 | 83449.8553 | 70877.734 | 60367.504 | 44345.8785 | 41857.473 | 37845.666 | 37476.5665 | 34814.7515 | 16867.105 | 15625.679 | 14417.3427 | 14219.2346 | 13230.6545 | 10930.3596 | 10727.6055 | 10422.4964 | 9726.0862 | 8793.2057
NEM | Brown Coal | 142444.106 | 111859.459 | 86658.2745 | 41278.7867 | 26831.3486 | 21187.1173 | 20995.8174 | 18210.7152 | 20183.767 | 9742.046 | 0 | 0 | 0 | 0 | 0 | 0 | 0 | 0 | 0 | 0 | 0 | 0 | 0 | 0 | 0 | 0
NEM | CCGT | 13249.3329 | 7485.4798 | 9185.4861 | 27412.1067 | 23142.2754 | 23814.0511 | 23206.7881 | 23001.0349 | 19537.3285 | 31805.456 | 29850.6937 | 32308.1704 | 28216.9322 | 24558.637 | 21440.1331 | 18761.8917 | 18603.4603 | 22115.3262 | 22201.0374 | 15958.0118 | 13822.4203 | 9904.7466 | 13418.4845 | 12277.3738 | 11376.5513 | 10580.8418
NEM | Gas - Steam | 159.3604 | 6793.718 | 4841.758 | 5547.706 | 5528.5815 | 4804.2045 | 1242.5834 | 1273.64 | 1966.352 | 2346.0972 | 1745.3812 | 1172.9285 | 1198.0885 | 1183.4629 | 1101.3188 | 0 | 0 | 0 | 0 | 0 | 0 | 0 | 0 | 0 | 0 | 0
NEM | OCGT / Diesel | 970.8166 | 628.973 | 1147.7069 | 9376.2552 | 10050.1621 | 15208.1274 | 7005.0637 | 6228.4699 | 14453.6045 | 21933.0256 | 34890.7858 | 23116.0235 | 23460.8262 | 25885.6314 | 24284.3993 | 33152.2756 | 48447.4431 | 32543.5745 | 30030.8881 | 35707.8756 | 21729.4285 | 23612.3636 | 19153.5395 | 20045.6858 | 23248.7424 | 23676.604
NEM | Hydro | 117968.6877 | 123337.1889 | 95816.8807 | 79936.9079 | 89957.0771 | 77242.2981 | 70029.2551 | 62783.6925 | 60143.4789 | 62300.2727 | 58558.2506 | 52796.0573 | 44009.3937 | 48912.7211 | 41845.1188 | 36408.5497 | 32991.6419 | 30782.7118 | 31003.2039 | 29429.5059 | 26069.0484 | 22414.0285 | 26131.3045 | 21966.3179 | 20048.1704 | 17955.2977
NEM | Hydrogen Turbine | 0 | 83.631 | 39423.751 | 3231.0521 | 9441.2005 | 32253.8085 | 4.5049 | 0.00090973 | 77.2068 | 38.6902 | 10.261 | 145.7831 | 0.0057145 | 237.7047 | 0.00095701 | 13.0591 | 12.9048 | 54.1445 | 6.1958 | 40.5209 | 154.4793 | 32.9064 | 23.6961 | 0.0013542 | 147.0758 | 42.5668
NEM | Wind | 2939.9087 | 4336.2004 | 5172.9401 | 5720.8918 | 6332.7995 | 6111.056 | 5912.3246 | 5823.9411 | 5433.3516 | 5092.4857 | 5024.5366 | 5041.8677 | 4901.0759 | 4769.3444 | 4493.705 | 4264.3651 | 4048.9588 | 3728.7809 | 3450.4012 | 3121.6025 | 3002.011 | 2811.383 | 2588.831 | 2414.3828 | 2247.167 | 2144.2541
NEM | Solar PV | 1978.9939 | 1943.4134 | 1822.2212 | 1956.3156 | 1953.5539 | 1925.6488 | 2031.7694 | 1879.7516 | 1798.1859 | 1838.358 | 1747.6 | 1716.1324 | 1610.1499 | 1301.0919 | 1296.9628 | 1273.4903 | 1315.5433 | 1315.8497 | 1309.0949 | 1347.8246 | 1382.041 | 1359.6204 | 1154.5553 | 1146.0189 | 1142.6082 | 1120.2662
NEM | Grid Battery | 70.186 | 164.1624 | 231.9038 | 316.6783 | 265.6201 | 259.1545 | 273.2108 | 260.5558 | 260.7762 | 253.5067 | 316.2587 | 316.0172 | 292.8457 | 237.5715 | 230.8513 | 215.9709 | 192.678 | 249.1549 | 238.7116 | 224.0475 | 370.6135 | 329.4521 | 279.6568 | 256.1875 | 241.4467 | 213.1454
NEM | Pumped Hydro | 9335.2854 | 10304.6153 | 10267.0436 | 9394.9871 | 7489.1796 | 12499.3803 | 23690.5686 | 21709.8579 | 21946.797 | 22748.0456 | 22635.1833 | 21742.2058 | 18837.9404 | 17706.1002 | 14784.4236 | 14915.233 | 13521.706 | 12662.7888 | 12477.7675 | 13542.0101 | 12798.3605 | 12240.1096 | 10102.0899 | 8848.844 | 9593.102 | 7959.2673
NEM | Coordinated CER storage | 8.0492 | 7.5899 | 8.9221 | 9.9006 | 9.799 | 10.8625 | 13.587 | 16.0571 | 19.8051 | 23.2595 | 26.5326 | 32.117 | 36.7357 | 38.6579 | 44.8597 | 49.3171 | 52.7507 | 56.5746 | 61.8966 | 65.1156 | 70.6135 | 74.9466 | 74.1647 | 79.238 | 82.0228 | 82.9816
Total excluding storage |  | 666226.4394 | 537133.8267 | 468846.3454 | 372424.8836 | 318066.9502 | 278281.765 | 242480.803 | 222885.2412 | 229270.5088 | 228998.9773 | 215172.9877 | 182733.1815 | 164421.4668 | 162676.5891 | 146998.3401 | 143868.9039 | 136054.1919 | 119134.5848 | 115196.5399 | 113655.7491 | 92629.6706 | 83709.9164 | 83653.9278 | 77456.5465 | 77852.9728 | 72568.4305
Region | Technology | 2024-25 | 2025-26 | 2026-27 | 2027-28 | 2028-29 | 2029-30 | 2030-31 | 2031-32 | 2032-33 | 2033-34 | 2034-35 | 2035-36 | 2036-37 | 2037-38 | 2038-39 | 2039-40 | 2040-41 | 2041-42 | 2042-43 | 2043-44 | 2044-45 | 2045-46 | 2046-47 | 2047-48 | 2048-49 | 2049-50
NSW1 | Black Coal | 177686.065 | 116112.4747 | 92728.846 | 96675.195 | 58344.8701 | 34109.6425 | 35333.7444 | 31940.9562 | 33987.4057 | 23096.025 | 18765.9435 | 18942.552 | 18550.139 | 16480.4155 | 16001.024 | 15044.693 | 0 | 0 | 0 | 0 | 0 | 0 | 0 | 0 | 0 | 0
NSW1 | Brown Coal | 0 | 0 | 0 | 0 | 0 | 0 | 0 | 0 | 0 | 0 | 0 | 0 | 0 | 0 | 0 | 0 | 0 | 0 | 0 | 0 | 0 | 0 | 0 | 0 | 0 | 0
NSW1 | CCGT | 135.2552 | 257.2724 | 486.5193 | 4914.46 | 4670.6584 | 4942.3064 | 5431.4183 | 4531.9052 | 3526.7015 | 7573.2283 | 7801.2087 | 6352.8729 | 5308.3412 | 6280.0662 | 5105.6818 | 5032.119 | 5166.0509 | 4065.7148 | 4838.169 | 0.025817 | 0.022971 | 0.022728 | 0.020999 | 0.019318 | 0.017587 | 0.016522
NSW1 | Gas - Steam | 0 | 0 | 0 | 0 | 0 | 0 | 0 | 0 | 0 | 0 | 0 | 0 | 0 | 0 | 0 | 0 | 0 | 0 | 0 | 0 | 0 | 0 | 0 | 0 | 0 | 0
NSW1 | OCGT / Diesel | 55.577 | 552.7591 | 432.5629 | 2136.7442 | 2513.4616 | 5805.1003 | 201.6004 | 12.2813 | 3377.9543 | 4395.8455 | 14748.9477 | 6902.934 | 6958.1376 | 4435.1404 | 5199.0904 | 6425.8422 | 13519.6132 | 6310.0565 | 6229.4354 | 8642.7889 | 4172.1089 | 3395.41 | 3096.6966 | 4280.9896 | 3955.2593 | 4537.4043
NSW1 | Hydro | 26576.6272 | 23713.4152 | 23514.8383 | 18055.0547 | 22384.0631 | 18484.329 | 14236.8798 | 13773.4376 | 11582.401 | 13662.305 | 13378.4498 | 11757.5681 | 8903.0235 | 12210.6421 | 9518.7786 | 7839.3557 | 7586.2173 | 6637.4506 | 7361.7526 | 7567.7243 | 6514.8056 | 5328.2207 | 7009.2596 | 5214.2914 | 4779.7718 | 4448.5522
NSW1 | Hydrogen Turbine | 0 | 0 | 0 | 0 | 0 | 0 | 0 | 0 | 0 | 0 | 0 | 0 | 0 | 0 | 0 | 0 | 0 | 0 | 0 | 0 | 0 | 0 | 0 | 0 | 0 | 0
NSW1 | Wind | 703.3218 | 1652.3462 | 1810.6323 | 1865.6429 | 2060.9551 | 1776.5027 | 1770.5798 | 1714.6777 | 1622.6354 | 1496.6193 | 1409.8249 | 1373.1015 | 1323.947 | 1393.2914 | 1180.7772 | 1152.302 | 1039.0089 | 994.4422 | 913.2779 | 804.1567 | 784.4476 | 759.6239 | 713.01 | 612.0903 | 601.6535 | 557.0702
NSW1 | Solar PV | 880.0852 | 924.2897 | 960.0157 | 918.1783 | 1075.273 | 1048.9542 | 1104.2939 | 1021.6275 | 962.2651 | 887.924 | 806.5068 | 794.8311 | 743.7669 | 604.0644 | 581.5528 | 586.255 | 652.3845 | 688.3644 | 712.3236 | 701.499 | 707.4909 | 706.6046 | 624.9076 | 612.9218 | 622.3338 | 573.4526
NSW1 | Grid Battery | 15.7659 | 97.973 | 145.4576 | 145.6748 | 124.4504 | 121.6761 | 120.1751 | 109.6606 | 104.6256 | 95.5091 | 83.8223 | 84.0314 | 77.3064 | 66.3167 | 64.2716 | 61.2246 | 56.5822 | 82.4059 | 77.66 | 70.88 | 191.7918 | 158.7069 | 126.5648 | 123.41 | 116.4219 | 105.0039
NSW1 | Pumped Hydro | 2781.3398 | 2252.1085 | 2496.235 | 2229.6046 | 1725.7035 | 6132.423 | 19945.189 | 19007.5671 | 18500.035 | 18195.6751 | 18545.4044 | 17597.9126 | 14999.066 | 14856.7116 | 12057.7258 | 12117.2908 | 10990.6149 | 10319.6482 | 10050.2418 | 11058.3538 | 10577.1151 | 10011.9558 | 8500.2555 | 7297.742 | 7929.6884 | 6393.6776
NSW1 | Coordinated CER storage | 1.2261 | 1.3257 | 1.6833 | 2.0136 | 2.1266 | 2.3892 | 3.2501 | 4.2735 | 5.5923 | 6.8177 | 7.7702 | 9.9005 | 11.5255 | 12.6135 | 15.012 | 17.018 | 18.3988 | 19.914 | 21.7255 | 22.5343 | 24.8509 | 26.448 | 26.6886 | 28.7046 | 29.8738 | 29.9409
Total excluding storage |  | 208835.2631 | 145563.9646 | 122576.7903 | 126942.568 | 92901.5618 | 72423.3234 | 78147.1308 | 72116.3868 | 73669.6159 | 69409.9489 | 75547.8783 | 63815.7041 | 56875.2531 | 56339.2617 | 49723.9141 | 48276.1003 | 39028.8707 | 29117.9967 | 30204.5856 | 28867.9628 | 22972.6338 | 20386.9927 | 20097.4037 | 18170.1691 | 18035.0201 | 16645.1181
Region | Technology | 2024-25 | 2025-26 | 2026-27 | 2027-28 | 2028-29 | 2029-30 | 2030-31 | 2031-32 | 2032-33 | 2033-34 | 2034-35 | 2035-36 | 2036-37 | 2037-38 | 2038-39 | 2039-40 | 2040-41 | 2041-42 | 2042-43 | 2043-44 | 2044-45 | 2045-46 | 2046-47 | 2047-48 | 2048-49 | 2049-50
QLD1 | Black Coal | 199415.6475 | 154076.9209 | 121540.6114 | 91568.1006 | 78720.4827 | 48856.4134 | 52741.5856 | 49756.5681 | 49462.4496 | 47781.709 | 41601.5605 | 25403.3265 | 23307.334 | 21365.2505 | 21475.5425 | 19770.0585 | 16867.105 | 15625.679 | 14417.3427 | 14219.2346 | 13230.6545 | 10930.3596 | 10727.6055 | 10422.4964 | 9726.0862 | 8793.2057
QLD1 | Brown Coal | 0 | 0 | 0 | 0 | 0 | 0 | 0 | 0 | 0 | 0 | 0 | 0 | 0 | 0 | 0 | 0 | 0 | 0 | 0 | 0 | 0 | 0 | 0 | 0 | 0 | 0
QLD1 | CCGT | 7200.9715 | 6276.1429 | 6087.542 | 13810.2501 | 11020.938 | 12051.6463 | 9719.5885 | 11851.6794 | 8948.389 | 15538.5541 | 13877.4909 | 19157.2039 | 16262.1986 | 18278.4878 | 16334.3762 | 13729.7007 | 13437.3436 | 18049.5486 | 17362.8085 | 15957.9312 | 13822.3489 | 9904.6763 | 13418.4186 | 12277.3138 | 11376.4958 | 10580.7909
QLD1 | Gas - Steam | 0 | 0 | 0 | 0 | 0 | 0 | 0 | 0 | 0 | 0 | 0 | 0 | 0 | 0 | 0 | 0 | 0 | 0 | 0 | 0 | 0 | 0 | 0 | 0 | 0 | 0
QLD1 | OCGT / Diesel | 0.0012538 | 0.0015035 | 0.0014868 | 341.227 | 281.2004 | 406.7807 | 13.6537 | 0.54179 | 79.1157 | 137.6999 | 1365.1345 | 3546.1461 | 6217.0208 | 5914.3633 | 5764.049 | 8899.0186 | 14948.3808 | 5370.0792 | 6034.1213 | 7532.639 | 6669.6162 | 8799.4313 | 5130.2806 | 5934.5627 | 7693.5746 | 8301.2512
QLD1 | Hydro | 5468.7379 | 4795.9099 | 4479.8285 | 4352.3844 | 4046.4575 | 3775.5651 | 3289.8158 | 3317.3518 | 3196.5187 | 3021.5125 | 2764.1183 | 2610.0898 | 2423.3282 | 828.0626 | 792.8499 | 726.0894 | 704.3081 | 659.5169 | 0 | 0 | 0 | 0 | 0 | 0 | 0 | 0
QLD1 | Hydrogen Turbine | 0 | 0 | 28643.316 | 3201.4045 | 9387.382 | 27629.856 | 4.5045 | 0.0005628 | 7.8361 | 14.6004 | 10.2606 | 34.2721 | 0.00044052 | 123.4295 | 0.0004754 | 0.00050013 | 0.0005381 | 27.0722 | 6.1952 | 3.7098 | 61.6712 | 16.4532 | 12.5457 | 0.00066031 | 90.7749 | 13.0902
QLD1 | Wind | 502.7713 | 811.8738 | 1312.394 | 1425.9353 | 1675.1557 | 1561.4938 | 1584.1359 | 1439.6829 | 1384.7485 | 1208.0995 | 1258.5913 | 1230.718 | 1161.0412 | 1105.5116 | 1023.0041 | 979.6675 | 899.6622 | 894.8648 | 793.5948 | 728.8404 | 668.013 | 623.3048 | 598.2773 | 554.7855 | 523.7373 | 473.8075
QLD1 | Solar PV | 775.0192 | 655.5941 | 529.544 | 623.3087 | 484.1219 | 494.2002 | 556.7617 | 527.0601 | 506.5572 | 648.5542 | 650.9928 | 646.5251 | 603.7671 | 468.7369 | 490.3962 | 476.4865 | 474.0888 | 433.1204 | 417.3412 | 438.4867 | 428.7643 | 412.2197 | 309.4988 | 319.2716 | 320.8637 | 378.3765
QLD1 | Grid Battery | 16.1602 | 13.5302 | 14.2418 | 13.7848 | 12.4559 | 12.1321 | 11.2285 | 10.2921 | 9.86 | 8.8322 | 8.1618 | 7.6958 | 6.7929 | 6.1995 | 6.0199 | 5.5153 | 5.0816 | 20.4338 | 19.0417 | 17.5014 | 28.6053 | 26.5723 | 32.6479 | 31.1211 | 28.8717 | 27.1582
QLD1 | Pumped Hydro | 6553.9456 | 8052.5068 | 7770.8087 | 7165.3825 | 5531.4016 | 6133.4253 | 3513.2062 | 2492.2486 | 3256.965 | 4389.2076 | 3934.1221 | 3991.9352 | 3691.9492 | 2723.23 | 2606.5554 | 2680.4123 | 2429.006 | 2244.7612 | 2331.6438 | 2391.7461 | 2130.0956 | 2142.1336 | 1530.2212 | 1480.869 | 1595.4302 | 1505.8369
QLD1 | Coordinated CER storage | 0.56034 | 0.61125 | 0.82769 | 1.0078 | 1.1337 | 1.3714 | 1.9215 | 2.5891 | 3.5246 | 4.3654 | 5.3704 | 6.5873 | 7.4788 | 8.4001 | 9.939 | 10.9525 | 12.0821 | 13.2299 | 14.353 | 15.2323 | 16.5066 | 17.4656 | 17.5154 | 18.8886 | 19.3319 | 20.3597
Total excluding storage |  | 219933.8149 | 174683.0912 | 170379.1154 | 122502.7859 | 111160.7295 | 100922.8842 | 71436.402 | 69398.0144 | 66855.9644 | 72753.1349 | 65475.8032 | 56634.4999 | 53680.9113 | 50821.6718 | 48502.7328 | 47277.9019 | 49777.0588 | 43338.306 | 41396.4423 | 41305.3215 | 37056.2756 | 32872.6163 | 31777.011 | 31039.3094 | 31375.1663 | 30093.8768
Region | Technology | 2024-25 | 2025-26 | 2026-27 | 2027-28 | 2028-29 | 2029-30 | 2030-31 | 2031-32 | 2032-33 | 2033-34 | 2034-35 | 2035-36 | 2036-37 | 2037-38 | 2038-39 | 2039-40 | 2040-41 | 2041-42 | 2042-43 | 2043-44 | 2044-45 | 2045-46 | 2046-47 | 2047-48 | 2048-49 | 2049-50
VIC1 | Black Coal | 0 | 0 | 0 | 0 | 0 | 0 | 0 | 0 | 0 | 0 | 0 | 0 | 0 | 0 | 0 | 0 | 0 | 0 | 0 | 0 | 0 | 0 | 0 | 0 | 0 | 0
VIC1 | Brown Coal | 142444.106 | 111859.459 | 86658.2745 | 41278.7867 | 26831.3486 | 21187.1173 | 20995.8174 | 18210.7152 | 20183.767 | 9742.046 | 0 | 0 | 0 | 0 | 0 | 0 | 0 | 0 | 0 | 0 | 0 | 0 | 0 | 0 | 0 | 0
VIC1 | CCGT | 0 | 0 | 0 | 0 | 0 | 0 | 0 | 0 | 0 | 0 | 0 | 0 | 0 | 0 | 0 | 0 | 0 | 0 | 0 | 0 | 0 | 0 | 0 | 0 | 0 | 0
VIC1 | Gas - Steam | 21.504 | 2074.823 | 4841.758 | 5547.706 | 5528.5815 | 4804.2045 | 1242.5834 | 1273.64 | 1966.352 | 2346.0972 | 1745.3812 | 1172.9285 | 1198.0885 | 1183.4629 | 1101.3188 | 0 | 0 | 0 | 0 | 0 | 0 | 0 | 0 | 0 | 0 | 0
VIC1 | OCGT / Diesel | 14.3578 | 0.0017158 | 105.0601 | 1662.208 | 2592.3388 | 1920.2678 | 1688.5017 | 1349.596 | 4747.9481 | 6419.6956 | 7899.4857 | 5009.1162 | 3402.4142 | 4566.5071 | 2459.1233 | 6540.58 | 8192.9269 | 8846.2725 | 5551.5072 | 7655.1242 | 4688.1389 | 5260.9159 | 5333.8027 | 4247.1918 | 6370.2101 | 6230.8811
VIC1 | Hydro | 25971.0348 | 25027.8759 | 22045.9061 | 17208.6551 | 24205.8931 | 18823.9432 | 15259.5209 | 14209.8021 | 12083.3212 | 13861.6838 | 13250.9991 | 11852.1051 | 9209.9498 | 13092.1956 | 10173.8716 | 8217.0587 | 7620.3259 | 6568.4712 | 7549.7709 | 7214.7024 | 6420.9281 | 5046.5155 | 7100.3333 | 5563.3261 | 4471.1688 | 4173.4052
VIC1 | Hydrogen Turbine | 0 | 0 | 0 | 0 | 0 | 0 | 0 | 0 | 0 | 0 | 0 | 0 | 0 | 0 | 0 | 0 | 0 | 0 | 0 | 0 | 0 | 0 | 0 | 0 | 0 | 0
VIC1 | Wind | 998.556 | 1143.177 | 1054.0333 | 1374.1681 | 1466.8423 | 1685.5466 | 1556.3019 | 1687.8582 | 1564.6173 | 1594.8118 | 1625.2989 | 1727.9504 | 1764.5499 | 1663.6476 | 1723.5038 | 1637.9372 | 1613.2449 | 1367.6685 | 1304.5001 | 1204.4188 | 1147.4155 | 1036.2733 | 924.7271 | 910.6589 | 815.9487 | 807.9322
VIC1 | Solar PV | 205.0291 | 215.5886 | 170.7986 | 192.6318 | 194.3391 | 188.3091 | 185.1621 | 164.6324 | 165.2134 | 152.7283 | 150.3301 | 144.2277 | 135.4813 | 117.5552 | 114.5853 | 105.6292 | 94.4653 | 103.6318 | 95.3509 | 96.8395 | 149.8218 | 143.3257 | 126.4895 | 124.3142 | 117.2561 | 93.8187
VIC1 | Grid Battery | 17.0146 | 35.922 | 55.1621 | 141.4024 | 115.261 | 112.6062 | 129.4514 | 129.8298 | 135.617 | 139.1571 | 215.9413 | 216.4746 | 201.2995 | 158.5793 | 154.4753 | 143.5769 | 125.8705 | 115.2984 | 112.5087 | 108.6342 | 104.2014 | 99.4466 | 81.9414 | 64.3595 | 61.1075 | 51.3026
VIC1 | Pumped Hydro | 0 | 0 | 0 | 0 | 232.0742 | 233.5316 | 232.1729 | 210.0417 | 189.7966 | 163.1624 | 155.6564 | 152.3575 | 146.9247 | 126.1582 | 120.1421 | 117.5294 | 102.0847 | 98.3788 | 95.8814 | 91.9097 | 91.1493 | 86.0197 | 71.6128 | 70.2325 | 67.983 | 59.7524
VIC1 | Coordinated CER storage | 1.1397 | 1.2644 | 1.6348 | 1.9583 | 1.9701 | 2.2693 | 3.1325 | 3.9552 | 4.9398 | 5.9926 | 7.1282 | 8.9639 | 10.5836 | 10.6395 | 12.5435 | 13.6552 | 14.5075 | 15.5302 | 17.5531 | 18.8639 | 20.3973 | 21.7107 | 20.8614 | 22.2815 | 23.3139 | 23.34
Total excluding storage |  | 169672.7419 | 140358.1115 | 114932.6275 | 67407.5164 | 61168.6487 | 48957.7957 | 41292.6441 | 37240.0706 | 41041.5723 | 34425.3748 | 25050.2209 | 20284.1238 | 16069.2915 | 20918.7454 | 15859.5637 | 16775.9666 | 17763.4256 | 17115.2515 | 14727.0722 | 16390.4927 | 12622.0523 | 11694.2074 | 13659.7682 | 11002.3645 | 11926.9881 | 11440.4323
Region | Technology | 2024-25 | 2025-26 | 2026-27 | 2027-28 | 2028-29 | 2029-30 | 2030-31 | 2031-32 | 2032-33 | 2033-34 | 2034-35 | 2035-36 | 2036-37 | 2037-38 | 2038-39 | 2039-40 | 2040-41 | 2041-42 | 2042-43 | 2043-44 | 2044-45 | 2045-46 | 2046-47 | 2047-48 | 2048-49 | 2049-50
SA1 | Black Coal | 0 | 0 | 0 | 0 | 0 | 0 | 0 | 0 | 0 | 0 | 0 | 0 | 0 | 0 | 0 | 0 | 0 | 0 | 0 | 0 | 0 | 0 | 0 | 0 | 0 | 0
SA1 | Brown Coal | 0 | 0 | 0 | 0 | 0 | 0 | 0 | 0 | 0 | 0 | 0 | 0 | 0 | 0 | 0 | 0 | 0 | 0 | 0 | 0 | 0 | 0 | 0 | 0 | 0 | 0
SA1 | CCGT | 5913.1062 | 952.0645 | 2611.4248 | 8687.3964 | 7450.6789 | 6820.0984 | 8055.781 | 6617.4499 | 7062.2376 | 8693.6731 | 8171.9938 | 6798.0932 | 6646.3919 | 0.082643 | 0.074797 | 0.071511 | 0.065497 | 0.062412 | 0.059587 | 0.054477 | 0.048113 | 0.0472 | 0.044599 | 0.040397 | 0.037606 | 0.034109
SA1 | Gas - Steam | 137.8564 | 4718.895 | 0 | 0 | 0 | 0 | 0 | 0 | 0 | 0 | 0 | 0 | 0 | 0 | 0 | 0 | 0 | 0 | 0 | 0 | 0 | 0 | 0 | 0 | 0 | 0
SA1 | OCGT / Diesel | 900.8798 | 76.2102 | 610.082 | 5236.0754 | 4663.1607 | 7075.9783 | 5101.3067 | 4866.0496 | 6248.5852 | 10979.7836 | 10877.2169 | 7657.8262 | 6883.2525 | 10969.6196 | 10862.1357 | 11286.8338 | 11786.5215 | 12017.1656 | 12215.8237 | 11877.3228 | 6199.5638 | 6156.6057 | 5592.7589 | 5582.941 | 5229.6978 | 4607.0669
SA1 | Hydro | 0 | 0 | 0 | 0 | 0 | 0 | 0 | 0 | 0 | 0 | 0 | 0 | 0 | 0 | 0 | 0 | 0 | 0 | 0 | 0 | 0 | 0 | 0 | 0 | 0 | 0
SA1 | Hydrogen Turbine | 0 | 83.631 | 10780.435 | 29.6476 | 53.8185 | 4623.9525 | 0.00036798 | 0.00034693 | 69.3706 | 24.0898 | 0.00043319 | 111.511 | 0.005274 | 114.2752 | 0.00048161 | 13.0586 | 12.9042 | 27.0723 | 0.00057536 | 36.8111 | 92.8081 | 16.4532 | 11.1504 | 0.00069388 | 56.3009 | 29.4766
SA1 | Wind | 588.3083 | 576.9435 | 756.8624 | 735.2114 | 817.0802 | 773.9124 | 716.7792 | 704.8977 | 605.0207 | 556.2584 | 499.5286 | 494.2333 | 439.7231 | 407.9984 | 379.8495 | 326.7255 | 337.7978 | 325.7148 | 305.0054 | 254.8025 | 283.7634 | 276.1489 | 243.846 | 235.0395 | 214.9434 | 219.4285
SA1 | Solar PV | 118.8604 | 147.941 | 161.8629 | 222.1967 | 199.82 | 194.1853 | 185.5517 | 166.4317 | 164.1502 | 149.1516 | 139.7702 | 130.5485 | 127.1346 | 110.7354 | 110.4285 | 105.1196 | 94.6047 | 90.7329 | 84.0792 | 110.9995 | 95.964 | 97.4704 | 93.6593 | 89.5113 | 82.1545 | 74.6184
SA1 | Grid Battery | 21.2453 | 16.7369 | 17.0419 | 15.8159 | 13.4523 | 12.7397 | 12.3554 | 10.7729 | 10.6732 | 10.0078 | 8.3328 | 7.815 | 7.4465 | 6.4756 | 6.084 | 5.6536 | 5.143 | 31.0163 | 29.5007 | 27.0314 | 46.0144 | 44.7258 | 38.5021 | 37.2963 | 35.045 | 29.68
SA1 | Pumped Hydro | 0 | 0 | 0 | 0 | 0.00012746 | 0.00014771 | 0.00016217 | 0.00015643 | 0.00014644 | 0.0001314 | 0.00012286 | 0.00015237 | 0.00014254 | 0.0001277 | 0.000121 | 0.00011718 | 0.00011296 | 0.00017452 | 0.00016053 | 0.00016056 | 0.00019291 | 0.00017939 | 0.00015754 | 0.00015161 | 0.00014515 | 0.00013896
SA1 | Coordinated CER storage | 5.1176 | 4.3734 | 4.7143 | 4.8573 | 4.5082 | 4.7336 | 5.1652 | 5.0991 | 5.5987 | 5.9151 | 6.0446 | 6.4057 | 6.8095 | 6.6823 | 6.9991 | 7.2557 | 7.2353 | 7.3309 | 7.642 | 7.7664 | 8.0924 | 8.4384 | 8.3468 | 8.4775 | 8.5875 | 8.3338
Total excluding storage |  | 7685.3739 | 6576.7955 | 14942.4233 | 14931.2007 | 13202.5189 | 19505.6003 | 14076.9398 | 12370.7014 | 14165.6363 | 20418.8796 | 19702.8874 | 15206.433 | 14110.7635 | 11615.8693 | 11365.5722 | 11744.7186 | 12244.2722 | 12499.0955 | 12642.1113 | 12314.7883 | 6726.2544 | 6599.8898 | 5988.3083 | 5953.3068 | 5626.7669 | 4968.6385
Region | Technology | 2024-25 | 2025-26 | 2026-27 | 2027-28 | 2028-29 | 2029-30 | 2030-31 | 2031-32 | 2032-33 | 2033-34 | 2034-35 | 2035-36 | 2036-37 | 2037-38 | 2038-39 | 2039-40 | 2040-41 | 2041-42 | 2042-43 | 2043-44 | 2044-45 | 2045-46 | 2046-47 | 2047-48 | 2048-49 | 2049-50
TAS1 | Black Coal | 0 | 0 | 0 | 0 | 0 | 0 | 0 | 0 | 0 | 0 | 0 | 0 | 0 | 0 | 0 | 0 | 0 | 0 | 0 | 0 | 0 | 0 | 0 | 0 | 0 | 0
TAS1 | Brown Coal | 0 | 0 | 0 | 0 | 0 | 0 | 0 | 0 | 0 | 0 | 0 | 0 | 0 | 0 | 0 | 0 | 0 | 0 | 0 | 0 | 0 | 0 | 0 | 0 | 0 | 0
TAS1 | CCGT | 0 | 0 | 0.00013299 | 0.00015566 | 0.00014212 | 0.00012441 | 0.00039541 | 0.00039923 | 0.00040037 | 0.00038952 | 0.00037454 | 0.00036744 | 0.00036223 | 0.00035721 | 0.00035215 | 0.00035154 | 0.00034359 | 0.00033943 | 0.00033611 | 0.0003311 | 0.00032616 | 0.00032447 | 0.00032396 | 0.00032098 | 0.0003122 | 0.00030772
TAS1 | Gas - Steam | 0 | 0 | 0 | 0 | 0 | 0 | 0 | 0 | 0 | 0 | 0 | 0 | 0 | 0 | 0 | 0 | 0 | 0 | 0 | 0 | 0 | 0 | 0 | 0 | 0 | 0
TAS1 | OCGT / Diesel | 0.00071819 | 0.00049347 | 0.0004629 | 0.00063528 | 0.000531 | 0.00034941 | 0.0011357 | 0.0011458 | 0.0011432 | 0.0010847 | 0.0010414 | 0.0010295 | 0.00099884 | 0.00099618 | 0.00097116 | 0.00095095 | 0.00067158 | 0.00066933 | 0.00065579 | 0.00062579 | 0.00063322 | 0.0006364 | 0.00063039 | 0.00062145 | 0.00059765 | 0.00059563
TAS1 | Hydro | 59952.2879 | 69799.9878 | 45776.3078 | 40320.8136 | 39320.6634 | 36158.4608 | 37243.0386 | 31483.101 | 33281.2381 | 31754.7713 | 29164.6834 | 26576.2944 | 23473.0922 | 22781.8208 | 21359.6187 | 19626.0459 | 17080.7906 | 16917.2732 | 16091.6804 | 14647.0791 | 13133.3146 | 12039.2923 | 12021.7116 | 11188.7003 | 10797.2298 | 9333.3402
TAS1 | Hydrogen Turbine | 0 | 0 | 0 | 0 | 0 | 0 | 0 | 0 | 0 | 0 | 0 | 0 | 0 | 0 | 0 | 0 | 0 | 0 | 0 | 0 | 0 | 0 | 0 | 0 | 0 | 0
TAS1 | Wind | 146.9513 | 151.86 | 239.0181 | 319.9341 | 312.7662 | 313.6006 | 284.5279 | 276.8247 | 256.3298 | 236.6967 | 231.2929 | 215.8645 | 211.8147 | 198.8954 | 186.5704 | 167.7329 | 159.245 | 146.0905 | 134.023 | 129.3842 | 118.3716 | 116.0321 | 108.9707 | 101.8086 | 90.8841 | 86.0156
TAS1 | Solar PV | 0 | 4.4375e-06 | 9.6002e-06 | 1.0889e-05 | 1.1022e-05 | 1.1131e-05 | 1.1716e-05 | 1.1442e-05 | 1.3057e-05 | 1.5094e-05 | 1.3482e-05 | 1.3901e-05 | 1.3056e-05 | 1.1459e-05 | 1.1747e-05 | 2.77e-05 | 2.3978e-05 | 2.3734e-05 | 2.5433e-05 | 2.2747e-05 | 2.2542e-05 | 2.1475e-05 | 1.7951e-05 | 1.8778e-05 | 1.8578e-05 | 1.6392e-05
TAS1 | Grid Battery | 0 | 0.00029196 | 0.00038668 | 0.00038735 | 0.00036984 | 0.00037303 | 0.00036756 | 0.00038046 | 0.0003838 | 0.00039408 | 0.00040661 | 0.00041984 | 0.0004328 | 0.00048486 | 0.00050499 | 0.0005141 | 0.00053365 | 0.00054632 | 0.00055794 | 0.00055076 | 0.00057207 | 0.00058185 | 0.00059014 | 0.00059977 | 0.00060838 | 0.00062156
TAS1 | Pumped Hydro | 0 | 0 | 0 | 0 | 0.00025038 | 0.00027289 | 0.00032011 | 0.00032912 | 0.00032905 | 0.00032191 | 0.00031006 | 0.00033681 | 0.0003326 | 0.00032868 | 0.00032801 | 0.00033098 | 0.00033071 | 0.00033019 | 0.00032987 | 0.00033342 | 0.00033435 | 0.00033484 | 0.00033187 | 0.00033245 | 0.00033235 | 0.00033728
TAS1 | Coordinated CER storage | 0.0055254 | 0.015174 | 0.062015 | 0.063511 | 0.060326 | 0.099002 | 0.11759 | 0.14021 | 0.14971 | 0.16879 | 0.21927 | 0.25965 | 0.33826 | 0.32252 | 0.36607 | 0.43569 | 0.52704 | 0.56953 | 0.62312 | 0.7187 | 0.76631 | 0.88395 | 0.75247 | 0.8859 | 0.91574 | 1.0071
Total excluding storage |  | 60099.2455 | 69951.8638 | 46015.3889 | 40640.8125 | 39633.4913 | 36472.1615 | 37527.6863 | 31760.0681 | 33537.7198 | 31991.6391 | 29396.1977 | 26792.4206 | 23685.2473 | 22981.0409 | 21546.5573 | 19794.2166 | 17240.5646 | 17063.9351 | 16226.3285 | 14777.1839 | 13252.4544 | 12156.2103 | 12131.4367 | 11291.3967 | 10889.0315 | 9420.3648
Explicitly modelled pumping
Region | Technology | 2024-25 | 2025-26 | 2026-27 | 2027-28 | 2028-29 | 2029-30 | 2030-31 | 2031-32 | 2032-33 | 2033-34 | 2034-35 | 2035-36 | 2036-37 | 2037-38 | 2038-39 | 2039-40 | 2040-41 | 2041-42 | 2042-43 | 2043-44 | 2044-45 | 2045-46 | 2046-47 | 2047-48 | 2048-49 | 2049-50
NEM | Grid Battery pump | 83.1566 | 108.2082 | 131.7766 | 126.156 | 106.1046 | 99.225 | 96.0894 | 87.0026 | 82.34 | 74.2243 | 67.23 | 65.6346 | 59.7312 | 50.8585 | 49.3636 | 45.5844 | 41.4388 | 35.2999 | 34.0198 | 28.8207 | 27.5927 | 25.9408 | 22.6886 | 21.8338 | 19.8032 | 17.9584
NEM | Pumped Hydro Pump | 25777.3972 | 23753.012 | 25844.4075 | 23792.3478 | 16347.9126 | 23566.7596 | 37118.3642 | 34852.1829 | 33972.5655 | 34468.417 | 33052.678 | 33088.2267 | 29724.5543 | 25970.5699 | 22181.0528 | 22507.6516 | 20783.2917 | 19122.4257 | 20032.0529 | 19810.1298 | 19523.4468 | 18948.2875 | 15596.1817 | 13425.455 | 14564.9565 | 12125.2297
NEM | Coordinated CER storage pump | 9.4641 | 8.9328 | 10.4789 | 11.675 | 11.5069 | 12.7906 | 15.9759 | 18.9136 | 23.3142 | 27.3344 | 31.2412 | 37.7658 | 43.2177 | 45.5482 | 52.8091 | 57.9264 | 62.2379 | 66.4102 | 72.916 | 76.5092 | 83.0749 | 88.3762 | 87.0803 | 93.3257 | 96.3939 | 97.63
Region | Technology | 2024-25 | 2025-26 | 2026-27 | 2027-28 | 2028-29 | 2029-30 | 2030-31 | 2031-32 | 2032-33 | 2033-34 | 2034-35 | 2035-36 | 2036-37 | 2037-38 | 2038-39 | 2039-40 | 2040-41 | 2041-42 | 2042-43 | 2043-44 | 2044-45 | 2045-46 | 2046-47 | 2047-48 | 2048-49 | 2049-50
NSW1 | Grid Battery pump | 18.5833 | 29.8877 | 29.8945 | 29.3432 | 25.4676 | 24.297 | 23.2006 | 21.5994 | 20.4702 | 18.6153 | 16.2415 | 16.0559 | 13.6248 | 12.0815 | 11.8178 | 11.1811 | 10.2879 | 9.4952 | 8.9809 | 8.1349 | 7.874 | 7.4276 | 6.6444 | 6.4179 | 6.0179 | 5.4702
NSW1 | Pumped Hydro Pump | 16518.9298 | 12638.7195 | 15173.3805 | 13891.0138 | 8703.8851 | 15148.0819 | 33122.7979 | 32183.011 | 30266.6918 | 29183.9653 | 28308.4092 | 28244.6611 | 25269.2017 | 22723.1084 | 19132.3863 | 19296.1583 | 17872.0097 | 16460.0602 | 17238.2184 | 16921.9638 | 16970.799 | 16339.1521 | 13796.7294 | 11686.0753 | 12642.6118 | 10335.5758
NSW1 | Coordinated CER storage pump | 1.4423 | 1.5563 | 1.9805 | 2.3746 | 2.4976 | 2.8099 | 3.8286 | 5.0333 | 6.5852 | 8.0075 | 9.1576 | 11.6316 | 13.5606 | 14.8824 | 17.6503 | 19.993 | 21.706 | 23.3716 | 25.5624 | 26.5131 | 29.2377 | 31.2013 | 31.3174 | 33.7778 | 35.1452 | 35.2254
Region | Technology | 2024-25 | 2025-26 | 2026-27 | 2027-28 | 2028-29 | 2029-30 | 2030-31 | 2031-32 | 2032-33 | 2033-34 | 2034-35 | 2035-36 | 2036-37 | 2037-38 | 2038-39 | 2039-40 | 2040-41 | 2041-42 | 2042-43 | 2043-44 | 2044-45 | 2045-46 | 2046-47 | 2047-48 | 2048-49 | 2049-50
QLD1 | Grid Battery pump | 19.0842 | 15.9783 | 16.777 | 16.3024 | 14.7247 | 14.293 | 13.261 | 12.1839 | 11.6159 | 10.4312 | 9.6584 | 9.0763 | 8.0156 | 7.3408 | 7.0901 | 6.5133 | 6.0169 | 5.5948 | 5.207 | 4.7897 | 4.5352 | 4.2194 | 3.7666 | 3.6099 | 3.3449 | 3.1769
QLD1 | Pumped Hydro Pump | 9258.4674 | 11114.2925 | 10671.027 | 9901.334 | 7644.0275 | 8418.6778 | 3995.5663 | 2669.1719 | 3705.8737 | 5284.4517 | 4744.2688 | 4843.5656 | 4455.3526 | 3247.4615 | 3048.6665 | 3211.4933 | 2911.282 | 2662.3655 | 2793.8345 | 2888.166 | 2552.6478 | 2609.1354 | 1799.4524 | 1739.3797 | 1922.3447 | 1789.654
QLD1 | Coordinated CER storage pump | 0.65915 | 0.71953 | 0.97186 | 1.1877 | 1.3351 | 1.6103 | 2.2608 | 3.0536 | 4.1395 | 5.1361 | 6.3314 | 7.7463 | 8.7906 | 9.9098 | 11.6711 | 12.8822 | 14.2532 | 15.5461 | 16.8901 | 17.9018 | 19.4198 | 20.5604 | 20.6134 | 22.207 | 22.7462 | 23.9532
Region | Technology | 2024-25 | 2025-26 | 2026-27 | 2027-28 | 2028-29 | 2029-30 | 2030-31 | 2031-32 | 2032-33 | 2033-34 | 2034-35 | 2035-36 | 2036-37 | 2037-38 | 2038-39 | 2039-40 | 2040-41 | 2041-42 | 2042-43 | 2043-44 | 2044-45 | 2045-46 | 2046-47 | 2047-48 | 2048-49 | 2049-50
VIC1 | Grid Battery pump | 20.2647 | 42.4446 | 64.9085 | 61.6698 | 49.9745 | 45.4562 | 44.9875 | 40.4192 | 37.5538 | 33.3049 | 31.4309 | 31.2185 | 29.2435 | 23.7449 | 23.2084 | 21.194 | 19.0076 | 14.8051 | 14.656 | 13.7006 | 13.0977 | 12.3952 | 10.5599 | 10.1983 | 9.564 | 8.5264
VIC1 | Pumped Hydro Pump | 0 | 0 | 0 | 0 | 0 | 0 | 0 | 0 | 0 | 0 | 0 | 0 | 0 | 0 | 0 | 0 | 0 | 0 | 0 | 0 | 0 | 0 | 0 | 0 | 0 | 0
VIC1 | Coordinated CER storage pump | 1.3407 | 1.4884 | 1.9197 | 2.3093 | 2.3127 | 2.6699 | 3.6856 | 4.6622 | 5.8186 | 7.0404 | 8.3817 | 10.5466 | 12.4523 | 12.5182 | 14.8006 | 16.0242 | 17.121 | 18.2208 | 20.7134 | 22.1371 | 23.9956 | 25.6172 | 24.472 | 26.2958 | 27.3505 | 27.4612
Region | Technology | 2024-25 | 2025-26 | 2026-27 | 2027-28 | 2028-29 | 2029-30 | 2030-31 | 2031-32 | 2032-33 | 2033-34 | 2034-35 | 2035-36 | 2036-37 | 2037-38 | 2038-39 | 2039-40 | 2040-41 | 2041-42 | 2042-43 | 2043-44 | 2044-45 | 2045-46 | 2046-47 | 2047-48 | 2048-49 | 2049-50
SA1 | Grid Battery pump | 25.2244 | 19.8976 | 20.1966 | 18.8406 | 15.9378 | 15.1787 | 14.6402 | 12.8001 | 12.7001 | 11.873 | 9.8993 | 9.2839 | 8.8473 | 7.6913 | 7.2473 | 6.696 | 6.1263 | 5.4048 | 5.1759 | 2.1955 | 2.0858 | 1.8986 | 1.7177 | 1.6078 | 0.87644 | 0.78493
SA1 | Pumped Hydro Pump | 0 | 0 | 0 | 0 | 0 | 0 | 0 | 0 | 0 | 0 | 0 | 0 | 0 | 0 | 0 | 0 | 0 | 0 | 0 | 0 | 0 | 0 | 0 | 0 | 0 | 0
SA1 | Coordinated CER storage pump | 6.0156 | 5.1507 | 5.5339 | 5.7284 | 5.2907 | 5.5837 | 6.0628 | 5.9993 | 6.5943 | 6.9523 | 7.1118 | 7.5366 | 8.0154 | 7.8584 | 8.2567 | 8.5148 | 8.5363 | 8.6016 | 9.0163 | 9.1125 | 9.5212 | 9.955 | 9.7937 | 10.0019 | 10.076 | 9.8053
Region | Technology | 2024-25 | 2025-26 | 2026-27 | 2027-28 | 2028-29 | 2029-30 | 2030-31 | 2031-32 | 2032-33 | 2033-34 | 2034-35 | 2035-36 | 2036-37 | 2037-38 | 2038-39 | 2039-40 | 2040-41 | 2041-42 | 2042-43 | 2043-44 | 2044-45 | 2045-46 | 2046-47 | 2047-48 | 2048-49 | 2049-50
TAS1 | Grid Battery pump | 0 | 0 | 0 | 0 | 0 | 0 | 0 | 0 | 0 | 0 | 0 | 0 | 0 | 0 | 0 | 0 | 0 | 0 | 0 | 0 | 0 | 0 | 0 | 0 | 0 | 0
TAS1 | Pumped Hydro Pump | 0 | 0 | 0 | 0 | 0 | 0 | 0 | 0 | 0 | 0 | 0 | 0 | 0 | 0 | 0 | 0 | 0 | 0 | 0 | 0 | 0 | 0 | 0 | 0 | 0 | 0
TAS1 | Coordinated CER storage pump | 0.0063754 | 0.017873 | 0.072935 | 0.07498 | 0.070778 | 0.11673 | 0.13804 | 0.16509 | 0.17659 | 0.19807 | 0.25874 | 0.30476 | 0.39893 | 0.37927 | 0.4304 | 0.51222 | 0.62147 | 0.67002 | 0.73385 | 0.84461 | 0.9007 | 1.0423 | 0.88378 | 1.0432 | 1.076 | 1.1849

## BaseCase_FOM Cost
FOM cost by technology ($000s) - BaseCase, Green Energy Exports scenario
FOM | Real June 2023 dollars discounted to 1 July 2023. For new entrant capacity, the FOM is incurred annually in modelling. For existing capacity that retires early as part of the least-cost solution, the associated FOM savings are presented as a negative cost that continues until the assumed fixed date retirement. For existing, committed and anticipated generators that do not retire early, FOM costs are not included since there will be no difference in these costs between the Base Case and option case.
Explicitly modelled generation
Region | Technology | 2024-25 | 2025-26 | 2026-27 | 2027-28 | 2028-29 | 2029-30 | 2030-31 | 2031-32 | 2032-33 | 2033-34 | 2034-35 | 2035-36 | 2036-37 | 2037-38 | 2038-39 | 2039-40 | 2040-41 | 2041-42 | 2042-43 | 2043-44 | 2044-45 | 2045-46 | 2046-47 | 2047-48 | 2048-49 | 2049-50
NEM | Black Coal | 0 | 0 | 0 | -167174.0078 | -212234.0693 | -304618.1119 | -231876.7209 | -217280.795 | -178948.567 | -31562.1672 | -29497.3526 | -8.2405e-06 | -7.6796e-06 | -7.1772e-06 | -6.7077e-06 | -6.2855e-06 | 0 | 0 | 0 | 0 | 0 | 0 | 0 | 0 | 0 | 0
NEM | Brown Coal | 0 | 0 | 0 | -338234.1445 | -220047.6994 | -169611.8099 | -106629.17 | -49958.5745 | -0.0046687 | 0 | 0 | 0 | 0 | 0 | 0 | 0 | 0 | 0 | 0 | 0 | 0 | 0 | 0 | 0 | 0 | 0
NEM | CCGT | 0 | 0 | 0.00049463 | 0.00073552 | 0.00068546 | 0.00064062 | 0.0013852 | 0.0013393 | 0.0030225 | 0.0036357 | 0.0053057 | 0.0069072 | 0.006453 | 528.2579 | 493.699 | 462.6222 | 431.141 | 3216.9816 | 3006.5248 | 2817.2734 | 2625.5285 | 2696.8402 | 5475.6911 | 5131.0132 | 4781.7942 | 4468.9666
NEM | Gas - Steam | 0 | 0 | 0 | 0 | 0 | 0 | 0 | 0 | 0 | 0 | 0 | 0 | 0 | 0 | 0 | 0 | 0 | 0 | 0 | 0 | 0 | 0 | 0 | 0 | 0 | 0
NEM | OCGT / Diesel | 0 | 0.0016807 | 0.0032037 | 0.0045217 | 238.9729 | 223.3393 | 208.7284 | 195.5897 | 388.6815 | 3239.5967 | 3027.6609 | 7635.5429 | 7115.8646 | 9745.3964 | 9107.8472 | 8534.5363 | 7953.6722 | 12317.5366 | 11511.7165 | 10787.0895 | 12281.1684 | 11477.7275 | 10726.8486 | 10051.6267 | 9813.6163 | 10650.1821
NEM | Hydro | 0 | 0 | 0 | 0 | 0 | 0 | 0 | 0 | 0 | 0 | 0 | 0 | 0 | 0 | 0 | 0 | 0 | 0 | 0 | 0 | 0 | 0 | 0 | 0 | 0 | 0
NEM | Hydrogen Turbine | 0 | 0 | 0 | 0 | 0 | 0 | 0 | 0 | 0 | 0 | 0 | 0 | 0 | 0 | 0 | 0 | 0 | 0 | 0 | 0 | 0 | 0 | 0 | 0 | 0 | 0
NEM | Wind | 0 | 88305.3002 | 178106.3897 | 223994.1574 | 375637.0925 | 462723.1339 | 434310.4232 | 454979.7652 | 483155.1588 | 507420.2816 | 540500.7661 | 578385.6132 | 609604.3055 | 647607.1004 | 663772.5864 | 677046.0972 | 633441.2551 | 601174.9951 | 562106.4759 | 526723.6058 | 492451.8025 | 470550.1985 | 439882.7209 | 414411.1127 | 388603.1947 | 366012.7938
NEM | Solar PV | 0 | 0.012122 | 4462.9319 | 11638.9062 | 41832.3778 | 39095.6802 | 36538.019 | 34238.0635 | 31907.8064 | 45978.2181 | 48622.0486 | 45561.4405 | 42460.5091 | 39682.7191 | 37086.6534 | 34752.1665 | 42242.0601 | 47638.6542 | 53407.0096 | 68011.66 | 71067.0425 | 74346.6723 | 76949.1085 | 74485.3822 | 73518.6647 | 79597.0758
NEM | Grid Battery | 0 | 5035.1071 | 7607.9891 | 14022.0968 | 13067.75 | 13298.1968 | 14691.3241 | 15883.8897 | 16773.3574 | 17712.7358 | 24264.8923 | 22737.5144 | 21189.9901 | 19803.7451 | 18508.1741 | 17343.1424 | 16162.7621 | 19774.3868 | 18480.7365 | 17317.4334 | 25330.4324 | 23673.3043 | 22677.005 | 21249.5598 | 19803.3069 | 18507.7648
NEM | Pumped Hydro | 0 | 0 | 0 | 0 | 30200.0588 | 28224.3565 | 26377.9049 | 24717.4977 | 23035.2147 | 21528.2385 | 20119.8494 | 18853.3696 | 17570.2015 | 16420.7499 | 15346.4957 | 14380.4817 | 13401.7405 | 12525.0119 | 11705.6193 | 10968.7873 | 10222.263 | 9553.5175 | 8928.5215 | 8366.4991 | 7797.0722 | 7286.984
NEM | Coordinated CER storage | 0 | 0 | 0 | 0 | 0 | 0 | 0 | 0 | 0 | 0 | 0 | 0 | 0 | 0 | 0 | 0 | 0 | 0 | 0 | 0 | 0 | 0 | 0 | 0 | 0 | 0
Total excluding storage |  | 0 | 93340.4211 | 190177.3144 | -255752.9866 | 28694.484 | 69334.7855 | 173620.51 | 262775.4376 | 376311.6502 | 564316.907 | 607037.8701 | 673173.4875 | 697940.8773 | 733787.9688 | 744315.4558 | 752519.0463 | 713632.631 | 696647.5661 | 660218.0826 | 636625.8495 | 613978.2374 | 592298.2602 | 564639.8956 | 533695.1938 | 504317.6491 | 486523.7672
Region | Technology | 2024-25 | 2025-26 | 2026-27 | 2027-28 | 2028-29 | 2029-30 | 2030-31 | 2031-32 | 2032-33 | 2033-34 | 2034-35 | 2035-36 | 2036-37 | 2037-38 | 2038-39 | 2039-40 | 2040-41 | 2041-42 | 2042-43 | 2043-44 | 2044-45 | 2045-46 | 2046-47 | 2047-48 | 2048-49 | 2049-50
NSW1 | Black Coal | 0 | 0 | 0 | -31626.054 | -85911.5676 | -132435.995 | -123771.9579 | -115980.8941 | -108087.1839 | -9.4096e-06 | -8.794e-06 | -8.2405e-06 | -7.6796e-06 | -7.1772e-06 | -6.7077e-06 | -6.2855e-06 | 0 | 0 | 0 | 0 | 0 | 0 | 0 | 0 | 0 | 0
NSW1 | Brown Coal | 0 | 0 | 0 | 0 | 0 | 0 | 0 | 0 | 0 | 0 | 0 | 0 | 0 | 0 | 0 | 0 | 0 | 0 | 0 | 0 | 0 | 0 | 0 | 0 | 0 | 0
NSW1 | CCGT | 0 | 0 | 0.00015343 | 0.00023637 | 0.00022028 | 0.00020587 | 0.00039883 | 0.00037881 | 0.00037771 | 0.00087043 | 0.0015262 | 0.0014308 | 0.0013334 | 0.0022611 | 0.0021136 | 0.0019815 | 0.006912 | 0.014201 | 0.013272 | 0.012437 | 0.011591 | 0.010832 | 0.010126 | 0.0094888 | 0.0088433 | 0.0082658
NSW1 | Gas - Steam | 0 | 0 | 0 | 0 | 0 | 0 | 0 | 0 | 0 | 0 | 0 | 0 | 0 | 0 | 0 | 0 | 0 | 0 | 0 | 0 | 0 | 0 | 0 | 0 | 0 | 0
NSW1 | OCGT / Diesel | 0 | 0.00065603 | 0.00097787 | 0.00098065 | 0.0012585 | 0.0011772 | 0.001104 | 0.0010369 | 0.00097029 | 0.00097719 | 0.0012199 | 0.001897 | 0.0017699 | 0.0022338 | 0.0020895 | 0.0019636 | 0.0018778 | 0.021001 | 0.019628 | 0.018407 | 0.017177 | 0.016055 | 0.01501 | 0.014205 | 0.013253 | 0.012935
NSW1 | Hydro | 0 | 0 | 0 | 0 | 0 | 0 | 0 | 0 | 0 | 0 | 0 | 0 | 0 | 0 | 0 | 0 | 0 | 0 | 0 | 0 | 0 | 0 | 0 | 0 | 0 | 0
NSW1 | Hydrogen Turbine | 0 | 0 | 0 | 0 | 0 | 0 | 0 | 0 | 0 | 0 | 0 | 0 | 0 | 0 | 0 | 0 | 0 | 0 | 0 | 0 | 0 | 0 | 0 | 0 | 0 | 0
NSW1 | Wind | 0 | 73503.3136 | 92198.3679 | 100520.8357 | 126840.8936 | 118542.8915 | 110787.7491 | 103814.0012 | 96748.3751 | 90419.0427 | 84503.7789 | 79184.5269 | 77365.4253 | 86175.481 | 80537.8328 | 75468.2255 | 70915.7292 | 67737.4296 | 63566.6938 | 59565.3667 | 55516.6312 | 56539.4432 | 52956.7492 | 49671.4116 | 47211.2359 | 46155.5493
NSW1 | Solar PV | 0 | 0.0031816 | 4462.911 | 6067.6187 | 33984.9135 | 31761.6014 | 29683.7396 | 27815.2396 | 25922.1222 | 24226.2825 | 22641.3856 | 21216.1801 | 19772.1976 | 18478.6894 | 17269.8032 | 16182.7228 | 23582.404 | 29220.4901 | 34581.7089 | 39297.6745 | 36909.2516 | 40460.8153 | 43570.7968 | 41210.0884 | 38842.4534 | 38319.8865
NSW1 | Grid Battery | 0 | 5035.0827 | 7607.9119 | 7129.0173 | 6643.8133 | 6209.1713 | 5802.9638 | 5437.6851 | 5067.5939 | 4736.0691 | 4426.2328 | 4147.6152 | 3865.3268 | 3612.4584 | 3376.1294 | 3163.6125 | 2948.2959 | 4586.994 | 4286.9104 | 4017.0626 | 10834.8212 | 10126.0017 | 9463.5559 | 8867.8555 | 8264.3055 | 7723.6501
NSW1 | Pumped Hydro | 0 | 0 | 0 | 0 | 21298.8945 | 19905.5093 | 18603.2797 | 17432.2605 | 16245.8133 | 15183.0031 | 14189.7225 | 13296.5232 | 12391.556 | 11580.8935 | 10823.265 | 10141.9738 | 9451.7067 | 8833.3797 | 8255.4951 | 7735.8371 | 7209.3343 | 6737.6956 | 6296.9118 | 5900.5406 | 5498.9472 | 5139.203
NSW1 | Coordinated CER storage | 0 | 0 | 0 | 0 | 0 | 0 | 0 | 0 | 0 | 0 | 0 | 0 | 0 | 0 | 0 | 0 | 0 | 0 | 0 | 0 | 0 | 0 | 0 | 0 | 0 | 0
Total excluding storage |  | 0 | 78538.4001 | 104269.192 | 82091.4188 | 102856.9488 | 43983.1799 | 41105.7758 | 38518.2937 | 35896.7219 | 134564.3992 | 125761.1226 | 117844.8487 | 113394.5088 | 119847.5268 | 112007.0346 | 104956.5385 | 106898.1446 | 110378.3285 | 110690.8411 | 110615.9717 | 110470.067 | 113863.9827 | 112288.0388 | 105649.9197 | 99816.9641 | 97338.3102
Region | Technology | 2024-25 | 2025-26 | 2026-27 | 2027-28 | 2028-29 | 2029-30 | 2030-31 | 2031-32 | 2032-33 | 2033-34 | 2034-35 | 2035-36 | 2036-37 | 2037-38 | 2038-39 | 2039-40 | 2040-41 | 2041-42 | 2042-43 | 2043-44 | 2044-45 | 2045-46 | 2046-47 | 2047-48 | 2048-49 | 2049-50
QLD1 | Black Coal | 0 | 0 | 0 | -135547.9538 | -126322.5017 | -172182.1169 | -108104.763 | -101299.9009 | -70861.3831 | -31562.1672 | -29497.3525 | 0 | 0 | 0 | 0 | 0 | 0 | 0 | 0 | 0 | 0 | 0 | 0 | 0 | 0 | 0
QLD1 | Brown Coal | 0 | 0 | 0 | 0 | 0 | 0 | 0 | 0 | 0 | 0 | 0 | 0 | 0 | 0 | 0 | 0 | 0 | 0 | 0 | 0 | 0 | 0 | 0 | 0 | 0 | 0
QLD1 | CCGT | 0 | 0 | 0.0001246 | 0.00019872 | 0.00018519 | 0.00017308 | 0.00028763 | 0.00029017 | 0.00030909 | 0.00056273 | 0.00053123 | 0.0024236 | 0.0022639 | 528.216 | 493.6598 | 462.5855 | 431.1017 | 3216.9371 | 3006.4833 | 2817.2344 | 2625.4922 | 2696.8062 | 5475.6594 | 5130.9835 | 4781.7665 | 4468.9407
QLD1 | Gas - Steam | 0 | 0 | 0 | 0 | 0 | 0 | 0 | 0 | 0 | 0 | 0 | 0 | 0 | 0 | 0 | 0 | 0 | 0 | 0 | 0 | 0 | 0 | 0 | 0 | 0 | 0
QLD1 | OCGT / Diesel | 0 | 0.00026043 | 0.00055556 | 0.00062709 | 0.0021315 | 0.0019947 | 0.0018676 | 0.0017523 | 0.0016358 | 2876.3443 | 2688.1723 | 6204.1676 | 5781.9093 | 5403.6536 | 5050.1435 | 4732.2525 | 4410.1734 | 4121.6574 | 3852.0162 | 3609.5437 | 3363.877 | 3143.8103 | 2938.1408 | 2753.1939 | 3011.918 | 4293.4539
QLD1 | Hydro | 0 | 0 | 0 | 0 | 0 | 0 | 0 | 0 | 0 | 0 | 0 | 0 | 0 | 0 | 0 | 0 | 0 | 0 | 0 | 0 | 0 | 0 | 0 | 0 | 0 | 0
QLD1 | Hydrogen Turbine | 0 | 0 | 0 | 0 | 0 | 0 | 0 | 0 | 0 | 0 | 0 | 0 | 0 | 0 | 0 | 0 | 0 | 0 | 0 | 0 | 0 | 0 | 0 | 0 | 0 | 0
QLD1 | Wind | 0 | 14801.9666 | 71874.8616 | 78078.9012 | 112348.0079 | 104998.1382 | 98129.1011 | 91952.1762 | 85693.871 | 80769.2849 | 90105.0236 | 84433.1897 | 78686.6301 | 73538.909 | 68727.9524 | 64401.7394 | 60403.4431 | 60407.8495 | 56455.9352 | 52902.2095 | 49301.6639 | 47476.471 | 44370.5439 | 41577.5549 | 39777.8515 | 37175.5645
QLD1 | Solar PV | 0 | 0.0040682 | 0.0065033 | 0.015742 | 0.11342 | 0.106 | 0.099069 | 0.092833 | 0.08652 | 16157.9188 | 20752.6098 | 19446.2969 | 18122.7735 | 16937.1715 | 15829.1323 | 14832.7372 | 15177.2713 | 14184.3669 | 14672.1448 | 19670.03 | 19718.4918 | 19598.835 | 18316.6685 | 19161.7345 | 20872.5978 | 28202.3154
QLD1 | Grid Battery | 0 | 0.0070254 | 0.022223 | 0.020832 | 0.022221 | 0.020769 | 0.019414 | 0.018201 | 0.016974 | 0.0164 | 0.018044 | 0.034992 | 0.032639 | 0.032346 | 0.03028 | 0.028424 | 0.026558 | 967.3619 | 904.0767 | 847.1697 | 1532.668 | 1432.4002 | 1891.1084 | 1772.0691 | 1651.4614 | 1543.4219
QLD1 | Pumped Hydro | 0 | 0 | 0 | 0 | 0.10203 | 0.095439 | 0.089209 | 0.083602 | 0.077924 | 0.072858 | 0.068211 | 0.064524 | 0.060152 | 0.056257 | 0.052597 | 0.049328 | 0.046025 | 0.048694 | 0.045592 | 0.042816 | 0.049881 | 0.046692 | 0.043664 | 0.040943 | 0.03822 | 0.035768
QLD1 | Coordinated CER storage | 0 | 0 | 0 | 0 | 0 | 0 | 0 | 0 | 0 | 0 | 0 | 0 | 0 | 0 | 0 | 0 | 0 | 0 | 0 | 0 | 0 | 0 | 0 | 0 | 0 | 0
Total excluding storage |  | 0 | 14801.9779 | 71874.8911 | -57469.0152 | -13974.2537 | -67183.7543 | -9975.452 | -9347.528 | 14832.6713 | 68241.4706 | 84048.5399 | 110083.7562 | 102591.408 | 96408.0387 | 90100.9709 | 84429.3924 | 80422.062 | 82898.2215 | 78890.7018 | 79846.2301 | 76542.2428 | 74348.3693 | 72992.1646 | 70395.5768 | 70095.6334 | 75683.7321
Region | Technology | 2024-25 | 2025-26 | 2026-27 | 2027-28 | 2028-29 | 2029-30 | 2030-31 | 2031-32 | 2032-33 | 2033-34 | 2034-35 | 2035-36 | 2036-37 | 2037-38 | 2038-39 | 2039-40 | 2040-41 | 2041-42 | 2042-43 | 2043-44 | 2044-45 | 2045-46 | 2046-47 | 2047-48 | 2048-49 | 2049-50
VIC1 | Black Coal | 0 | 0 | 0 | 0 | 0 | 0 | 0 | 0 | 0 | 0 | 0 | 0 | 0 | 0 | 0 | 0 | 0 | 0 | 0 | 0 | 0 | 0 | 0 | 0 | 0 | 0
VIC1 | Brown Coal | 0 | 0 | 0 | -338234.1445 | -220047.6994 | -169611.8099 | -106629.17 | -49958.5745 | -0.0046687 | 0 | 0 | 0 | 0 | 0 | 0 | 0 | 0 | 0 | 0 | 0 | 0 | 0 | 0 | 0 | 0 | 0
VIC1 | CCGT | 0 | 0 | 0 | 0 | 0 | 0 | 0 | 0 | 0 | 0 | 0 | 0 | 0 | 0 | 0 | 0 | 0 | 0 | 0 | 0 | 0 | 0 | 0 | 0 | 0 | 0
VIC1 | Gas - Steam | 0 | 0 | 0 | 0 | 0 | 0 | 0 | 0 | 0 | 0 | 0 | 0 | 0 | 0 | 0 | 0 | 0 | 0 | 0 | 0 | 0 | 0 | 0 | 0 | 0 | 0
VIC1 | OCGT / Diesel | 0 | 0.00025771 | 0.00055673 | 0.0011675 | 238.9677 | 223.3343 | 208.7237 | 195.5852 | 188.9132 | 176.5544 | 165.0041 | 346.4406 | 322.8617 | 1211.7059 | 1132.4354 | 1061.1521 | 988.9297 | 4354.2509 | 4069.3934 | 3813.2376 | 5781.9594 | 5403.7004 | 5050.1873 | 4732.2936 | 4410.2116 | 4121.6931
VIC1 | Hydro | 0 | 0 | 0 | 0 | 0 | 0 | 0 | 0 | 0 | 0 | 0 | 0 | 0 | 0 | 0 | 0 | 0 | 0 | 0 | 0 | 0 | 0 | 0 | 0 | 0 | 0
VIC1 | Hydrogen Turbine | 0 | 0 | 0 | 0 | 0 | 0 | 0 | 0 | 0 | 0 | 0 | 0 | 0 | 0 | 0 | 0 | 0 | 0 | 0 | 0 | 0 | 0 | 0 | 0 | 0 | 0
VIC1 | Wind | 0 | 0.0066696 | 0.01358 | 23326.3576 | 92192.7472 | 191821.5863 | 179272.5111 | 214253.8203 | 257189.7949 | 294039.0106 | 325041.4231 | 375160.1395 | 415402.0114 | 449698.5448 | 477729.8243 | 501492.665 | 467360.8557 | 436785.8464 | 408211.0713 | 382515.4408 | 356481.2733 | 333724.3283 | 311891.8956 | 294428.7882 | 274673.3055 | 257503.3594
VIC1 | Solar PV | 0 | 0.0012113 | 0.0026463 | 0.0063218 | 927.888 | 867.185 | 810.4533 | 759.4377 | 707.7501 | 661.4488 | 618.1765 | 579.2642 | 539.8392 | 504.5226 | 471.5165 | 441.836 | 411.7645 | 1364.0236 | 1274.7886 | 2831.5931 | 8649.7526 | 8083.881 | 7891.9028 | 7395.1318 | 7542.4444 | 7049.014
VIC1 | Grid Battery | 0 | 0.00643 | 0.030209 | 6893.035 | 6423.8923 | 7088.9836 | 8888.3208 | 10446.1671 | 11705.728 | 12976.6324 | 19838.6241 | 18589.8438 | 17324.6109 | 16191.2252 | 15131.9861 | 14179.4742 | 13214.413 | 12349.9275 | 11541.9883 | 10815.4557 | 10079.3624 | 9419.9649 | 8803.7056 | 8249.5394 | 7688.0723 | 7185.1143
VIC1 | Pumped Hydro | 0 | 0 | 0 | 0 | 8901.0523 | 8318.7406 | 7774.5239 | 7285.1416 | 6789.3117 | 6345.1511 | 5930.0478 | 5556.7695 | 5178.5734 | 4839.7883 | 4523.1667 | 4238.4473 | 3949.9767 | 3691.5703 | 3450.0657 | 3232.8947 | 3012.8654 | 2815.7621 | 2631.5534 | 2465.9052 | 2298.0746 | 2147.7333
VIC1 | Coordinated CER storage | 0 | 0 | 0 | 0 | 0 | 0 | 0 | 0 | 0 | 0 | 0 | 0 | 0 | 0 | 0 | 0 | 0 | 0 | 0 | 0 | 0 | 0 | 0 | 0 | 0 | 0
Total excluding storage |  | 0 | 0.014569 | 0.046993 | -308014.7444 | -111363.1519 | 38708.0199 | 90325.3627 | 182981.5773 | 276581.4932 | 314198.7973 | 351593.2756 | 400232.4576 | 438767.8966 | 472445.7868 | 498988.929 | 521413.5746 | 485925.9397 | 458545.6187 | 428547.3073 | 403208.622 | 384005.213 | 359447.6367 | 336269.2446 | 317271.6582 | 296612.1083 | 278006.914
Region | Technology | 2024-25 | 2025-26 | 2026-27 | 2027-28 | 2028-29 | 2029-30 | 2030-31 | 2031-32 | 2032-33 | 2033-34 | 2034-35 | 2035-36 | 2036-37 | 2037-38 | 2038-39 | 2039-40 | 2040-41 | 2041-42 | 2042-43 | 2043-44 | 2044-45 | 2045-46 | 2046-47 | 2047-48 | 2048-49 | 2049-50
SA1 | Black Coal | 0 | 0 | 0 | 0 | 0 | 0 | 0 | 0 | 0 | 0 | 0 | 0 | 0 | 0 | 0 | 0 | 0 | 0 | 0 | 0 | 0 | 0 | 0 | 0 | 0 | 0
SA1 | Brown Coal | 0 | 0 | 0 | 0 | 0 | 0 | 0 | 0 | 0 | 0 | 0 | 0 | 0 | 0 | 0 | 0 | 0 | 0 | 0 | 0 | 0 | 0 | 0 | 0 | 0 | 0
SA1 | CCGT | 0 | 0 | 0.00014352 | 0.00021798 | 0.00020314 | 0.00018985 | 0.00048882 | 0.00045805 | 0.0021231 | 0.0019954 | 0.0030486 | 0.0028567 | 0.0026623 | 0.039445 | 0.036865 | 0.034544 | 0.032193 | 0.030088 | 0.02812 | 0.02635 | 0.024557 | 0.02295 | 0.021449 | 0.020099 | 0.018731 | 0.017506
SA1 | Gas - Steam | 0 | 0 | 0 | 0 | 0 | 0 | 0 | 0 | 0 | 0 | 0 | 0 | 0 | 0 | 0 | 0 | 0 | 0 | 0 | 0 | 0 | 0 | 0 | 0 | 0 | 0
SA1 | OCGT / Diesel | 0 | 0.00026105 | 0.00058592 | 0.0011693 | 0.0010974 | 0.0010301 | 0.0009808 | 0.00094917 | 199.7649 | 186.6961 | 174.4824 | 1084.932 | 1011.091 | 3130.0339 | 2925.2653 | 2741.1289 | 2554.5665 | 3841.6065 | 3590.2864 | 3364.289 | 3135.314 | 2930.2 | 2738.5047 | 2566.1243 | 2391.4727 | 2235.0214
SA1 | Hydro | 0 | 0 | 0 | 0 | 0 | 0 | 0 | 0 | 0 | 0 | 0 | 0 | 0 | 0 | 0 | 0 | 0 | 0 | 0 | 0 | 0 | 0 | 0 | 0 | 0 | 0
SA1 | Hydrogen Turbine | 0 | 0 | 0 | 0 | 0 | 0 | 0 | 0 | 0 | 0 | 0 | 0 | 0 | 0 | 0 | 0 | 0 | 0 | 0 | 0 | 0 | 0 | 0 | 0 | 0 | 0
SA1 | Wind | 0 | 0.010589 | 8258.9806 | 11246.654 | 29128.0952 | 28296.5026 | 26445.3295 | 24780.6774 | 23094.0938 | 21583.2654 | 20171.2764 | 18901.5598 | 17615.1119 | 17845.2544 | 16677.8086 | 15836.0587 | 16264.6418 | 18957.3413 | 17717.1416 | 16601.9024 | 17043.8933 | 19624.5907 | 18340.7608 | 17186.2669 | 16179.6104 | 15121.1318
SA1 | Solar PV | 0 | 0.0028344 | 0.0098677 | 5571.2633 | 6919.4605 | 6466.7855 | 6043.7248 | 5663.2909 | 5277.8449 | 4932.5653 | 4609.8741 | 4319.6967 | 4025.6963 | 3762.333 | 3516.1991 | 3294.8655 | 3070.6156 | 2869.769 | 2878.3628 | 6212.3581 | 5789.5424 | 6203.1371 | 7169.7365 | 6718.4237 | 6261.1656 | 6025.8565
SA1 | Grid Battery | 0 | 0.0064197 | 0.018848 | 0.017672 | 0.016472 | 0.015404 | 0.014405 | 0.013512 | 0.012608 | 0.011811 | 0.011081 | 0.013792 | 0.01292 | 0.021419 | 0.020082 | 0.018895 | 0.017764 | 1870.0944 | 1747.7518 | 1637.7363 | 2883.5714 | 2694.9266 | 2518.6237 | 2360.0841 | 2199.4561 | 2055.5666
SA1 | Pumped Hydro | 0 | 0 | 0 | 0 | 0.0039921 | 0.0047594 | 0.00445 | 0.0041725 | 0.0039767 | 0.0037332 | 0.0035006 | 0.0042961 | 0.0040153 | 0.0038615 | 0.0036155 | 0.0034046 | 0.0032046 | 0.0053853 | 0.0050455 | 0.0047449 | 0.0054725 | 0.0051203 | 0.004788 | 0.0044898 | 0.0042119 | 0.0039613
SA1 | Coordinated CER storage | 0 | 0 | 0 | 0 | 0 | 0 | 0 | 0 | 0 | 0 | 0 | 0 | 0 | 0 | 0 | 0 | 0 | 0 | 0 | 0 | 0 | 0 | 0 | 0 | 0 | 0
Total excluding storage |  | 0 | 0.020104 | 8259.01 | 16817.9364 | 36047.5775 | 34763.3095 | 32489.0747 | 30443.9875 | 28571.7222 | 26702.5444 | 24955.6506 | 24306.2094 | 22651.9188 | 24737.6861 | 23119.3335 | 21872.1099 | 21889.8771 | 27538.8466 | 25933.5759 | 27816.3169 | 28852.3511 | 31452.8824 | 30767.652 | 28830.9236 | 27031.7277 | 25437.5976
Region | Technology | 2024-25 | 2025-26 | 2026-27 | 2027-28 | 2028-29 | 2029-30 | 2030-31 | 2031-32 | 2032-33 | 2033-34 | 2034-35 | 2035-36 | 2036-37 | 2037-38 | 2038-39 | 2039-40 | 2040-41 | 2041-42 | 2042-43 | 2043-44 | 2044-45 | 2045-46 | 2046-47 | 2047-48 | 2048-49 | 2049-50
TAS1 | Black Coal | 0 | 0 | 0 | 0 | 0 | 0 | 0 | 0 | 0 | 0 | 0 | 0 | 0 | 0 | 0 | 0 | 0 | 0 | 0 | 0 | 0 | 0 | 0 | 0 | 0 | 0
TAS1 | Brown Coal | 0 | 0 | 0 | 0 | 0 | 0 | 0 | 0 | 0 | 0 | 0 | 0 | 0 | 0 | 0 | 0 | 0 | 0 | 0 | 0 | 0 | 0 | 0 | 0 | 0 | 0
TAS1 | CCGT | 0 | 0 | 7.308e-05 | 8.2448e-05 | 7.6836e-05 | 7.181e-05 | 0.00020991 | 0.00021222 | 0.00021259 | 0.00020716 | 0.00019964 | 0.00019616 | 0.00019345 | 0.00019089 | 0.00018838 | 0.00018808 | 0.00018393 | 0.00018184 | 0.00018019 | 0.00017764 | 0.00017513 | 0.00017431 | 0.00017401 | 0.00017259 | 0.00016808 | 0.00016587
TAS1 | Gas - Steam | 0 | 0 | 0 | 0 | 0 | 0 | 0 | 0 | 0 | 0 | 0 | 0 | 0 | 0 | 0 | 0 | 0 | 0 | 0 | 0 | 0 | 0 | 0 | 0 | 0 | 0
TAS1 | OCGT / Diesel | 0 | 0.00024549 | 0.00052764 | 0.00057727 | 0.00072676 | 0.00073811 | 0.00078572 | 0.00078307 | 0.00079159 | 0.00079075 | 0.00078448 | 0.00079165 | 0.00078968 | 0.00078976 | 0.00078642 | 0.0007935 | 0.00078803 | 0.00078669 | 0.00078822 | 0.00079447 | 0.0007952 | 0.00079568 | 0.00079997 | 0.00080421 | 0.00080309 | 0.00080727
TAS1 | Hydro | 0 | 0 | 0 | 0 | 0 | 0 | 0 | 0 | 0 | 0 | 0 | 0 | 0 | 0 | 0 | 0 | 0 | 0 | 0 | 0 | 0 | 0 | 0 | 0 | 0 | 0
TAS1 | Hydrogen Turbine | 0 | 0 | 0 | 0 | 0 | 0 | 0 | 0 | 0 | 0 | 0 | 0 | 0 | 0 | 0 | 0 | 0 | 0 | 0 | 0 | 0 | 0 | 0 | 0 | 0 | 0
TAS1 | Wind | 0 | 0.0027477 | 5774.166 | 10821.4089 | 15127.3485 | 19064.0152 | 19675.7323 | 20179.09 | 20429.024 | 20609.678 | 20679.2642 | 20706.1972 | 20535.1269 | 20348.9112 | 20099.1683 | 19847.4085 | 18496.5853 | 17286.5283 | 16155.6339 | 15138.6865 | 14108.3409 | 13185.3653 | 12322.7714 | 11547.0912 | 10761.1915 | 10057.1889
TAS1 | Solar PV | 0 | 0.00082673 | 0.0018156 | 0.002069 | 0.0024071 | 0.0022551 | 0.00229 | 0.0024254 | 0.0026293 | 0.0027164 | 0.0025673 | 0.0025787 | 0.0024465 | 0.0024945 | 0.0023647 | 0.0050931 | 0.0047899 | 0.0046527 | 0.0044757 | 0.0042916 | 0.0041297 | 0.0039837 | 0.0038713 | 0.003727 | 0.0035902 | 0.003447
TAS1 | Grid Battery | 0 | 0.0045407 | 0.0059444 | 0.0060241 | 0.0057221 | 0.0057633 | 0.0056665 | 0.0058415 | 0.0059674 | 0.0061466 | 0.006357 | 0.0065831 | 0.0068455 | 0.0078433 | 0.0082431 | 0.0083772 | 0.0087482 | 0.0090082 | 0.0092851 | 0.0090779 | 0.0094374 | 0.010828 | 0.011419 | 0.011623 | 0.011708 | 0.01189
TAS1 | Pumped Hydro | 0 | 0 | 0 | 0 | 0.0058875 | 0.0064284 | 0.0076193 | 0.0077981 | 0.0078519 | 0.0076841 | 0.0073531 | 0.0080468 | 0.0079397 | 0.0078595 | 0.0078428 | 0.0078986 | 0.0078631 | 0.0078722 | 0.0078838 | 0.0079433 | 0.0079457 | 0.0079636 | 0.0079206 | 0.0079339 | 0.0079305 | 0.0080057
TAS1 | Coordinated CER storage | 0 | 0 | 0 | 0 | 0 | 0 | 0 | 0 | 0 | 0 | 0 | 0 | 0 | 0 | 0 | 0 | 0 | 0 | 0 | 0 | 0 | 0 | 0 | 0 | 0 | 0
Total excluding storage |  | 0 | 0.0083606 | 5774.1744 | 10821.4177 | 15127.3633 | 19064.0305 | 19675.7489 | 20179.1071 | 20429.0415 | 20609.6955 | 20679.2815 | 20706.2154 | 20535.1451 | 20348.9303 | 20099.1877 | 19847.4309 | 18496.6076 | 17286.5508 | 16155.6565 | 15138.7088 | 14108.3634 | 13185.3891 | 12322.7956 | 11547.1154 | 10761.2157 | 10057.2132

## BaseCase_Fuel Cost
Fuel cost by technology ($000s) - BaseCase, Green Energy Exports scenario
Fuel | Real June 2023 dollars discounted to 1 July 2023.
Explicitly modelled generation
Region | Technology | 2024-25 | 2025-26 | 2026-27 | 2027-28 | 2028-29 | 2029-30 | 2030-31 | 2031-32 | 2032-33 | 2033-34 | 2034-35 | 2035-36 | 2036-37 | 2037-38 | 2038-39 | 2039-40 | 2040-41 | 2041-42 | 2042-43 | 2043-44 | 2044-45 | 2045-46 | 2046-47 | 2047-48 | 2048-49 | 2049-50
NEM | Black Coal | 2296404.676 | 1357117.471 | 1252584.268 | 1098548.3562 | 759767.7074 | 440067.0937 | 452445.6176 | 421774.8931 | 436471.0623 | 351373.1004 | 293964.2914 | 223425.124 | 213111.852 | 188485.687 | 185360.665 | 172740.54 | 58554.156 | 55559.586 | 49344.556 | 49769.997 | 46500.981 | 39175.1705 | 37015.227 | 36353.36 | 34077.851 | 30719.387
NEM | Brown Coal | 287586.426 | 225253.809 | 174434.426 | 83064.3212 | 53217.5224 | 42214.5358 | 41833.3799 | 36284.1677 | 40215.398 | 19410.662 | 0 | 0 | 0 | 0 | 0 | 0 | 0 | 0 | 0 | 0 | 0 | 0 | 0 | 0 | 0 | 0
NEM | CCGT | 185467.9706 | 104557.0267 | 110992.1252 | 276371.7999 | 233229.3155 | 235799.7516 | 229555.3038 | 227555.7929 | 195910.5631 | 318949.2801 | 306498.0464 | 334685.1435 | 295180.3131 | 274640.2033 | 243057.6562 | 214787.376 | 213879.8129 | 328611.8727 | 325015.8317 | 252944.8052 | 222113.3754 | 187816.3201 | 297654.4185 | 272504.7614 | 252189.5019 | 232784.2586
NEM | Gas - Steam | 9587.213 | 353360.84 | 218473.584 | 246631.552 | 245372.032 | 214645.072 | 55838.844 | 56715.852 | 87489.904 | 108467.744 | 84248.088 | 58179.304 | 60136.864 | 60673.156 | 57481.004 | 0 | 0 | 0 | 0 | 0 | 0 | 0 | 0 | 0 | 0 | 0
NEM | OCGT / Diesel | 9753.2689 | 8444.733 | 12490.1548 | 99457.7042 | 109714.644 | 167922.2818 | 64156.2411 | 56572.0877 | 159285.282 | 238647.4508 | 448891.1749 | 316403.3936 | 331440.5753 | 375489.4184 | 363415.7866 | 503531.514 | 757514.588 | 546884.4167 | 520565.3954 | 616477.6169 | 402874.3932 | 436892.1137 | 371621.439 | 390407.5749 | 470420.9022 | 495358.8852
NEM | Hydro | 0 | 0 | 0 | 0 | 0 | 0 | 0 | 0 | 0 | 0 | 0 | 0 | 0 | 0 | 0 | 0 | 0 | 0 | 0 | 0 | 0 | 0 | 0 | 0 | 0 | 0
NEM | Hydrogen Turbine | 0 | 446.4477 | 190674.912 | 14219.4324 | 45128.1421 | 191336.3 | 24.5289 | 0.007792 | 829.8192 | 389.281 | 98.3053 | 1484.9268 | 0.056595 | 2289.3559 | 0.0089653 | 119.0252 | 114.4683 | 467.5718 | 52.1099 | 332.0668 | 1234.1146 | 256.4166 | 180.2142 | 0.010059 | 1067.7136 | 302.2701
NEM | Wind | 0 | 0 | 0 | 0 | 0 | 0 | 0 | 0 | 0 | 0 | 0 | 0 | 0 | 0 | 0 | 0 | 0 | 0 | 0 | 0 | 0 | 0 | 0 | 0 | 0 | 0
NEM | Solar PV | 0 | 0 | 0 | 0 | 0 | 0 | 0 | 0 | 0 | 0 | 0 | 0 | 0 | 0 | 0 | 0 | 0 | 0 | 0 | 0 | 0 | 0 | 0 | 0 | 0 | 0
NEM | Grid Battery | 0 | 0 | 0 | 0 | 0 | 0 | 0 | 0 | 0 | 0 | 0 | 0 | 0 | 0 | 0 | 0 | 0 | 0 | 0 | 0 | 0 | 0 | 0 | 0 | 0 | 0
NEM | Pumped Hydro | 0 | 0 | 0 | 0 | 0 | 0 | 0 | 0 | 0 | 0 | 0 | 0 | 0 | 0 | 0 | 0 | 0 | 0 | 0 | 0 | 0 | 0 | 0 | 0 | 0 | 0
NEM | Coordinated CER storage | 0 | 0 | 0 | 0 | 0 | 0 | 0 | 0 | 0 | 0 | 0 | 0 | 0 | 0 | 0 | 0 | 0 | 0 | 0 | 0 | 0 | 0 | 0 | 0 | 0 | 0
Total excluding storage |  | 2788799.5545 | 2049180.3274 | 1959649.4701 | 1818293.1659 | 1446429.3634 | 1291985.0349 | 843853.9153 | 798902.8012 | 920202.0286 | 1037237.5183 | 1133699.906 | 934177.8918 | 899869.661 | 901577.8206 | 849315.1208 | 891178.4552 | 1030063.0252 | 931523.4472 | 894977.893 | 919524.4859 | 672722.8642 | 664140.0209 | 706471.2986 | 699265.7064 | 757755.9687 | 759164.801
Region | Technology | 2024-25 | 2025-26 | 2026-27 | 2027-28 | 2028-29 | 2029-30 | 2030-31 | 2031-32 | 2032-33 | 2033-34 | 2034-35 | 2035-36 | 2036-37 | 2037-38 | 2038-39 | 2039-40 | 2040-41 | 2041-42 | 2042-43 | 2043-44 | 2044-45 | 2045-46 | 2046-47 | 2047-48 | 2048-49 | 2049-50
NSW1 | Black Coal | 1226198.288 | 620983.515 | 669924.168 | 696455.02 | 421541.4522 | 249131.096 | 255767.0129 | 229777.0519 | 242842.1864 | 166763.464 | 134477.028 | 134711.66 | 130574.848 | 115109.056 | 110599.552 | 103170.548 | 0 | 0 | 0 | 0 | 0 | 0 | 0 | 0 | 0 | 0
NSW1 | Brown Coal | 0 | 0 | 0 | 0 | 0 | 0 | 0 | 0 | 0 | 0 | 0 | 0 | 0 | 0 | 0 | 0 | 0 | 0 | 0 | 0 | 0 | 0 | 0 | 0 | 0 | 0
NSW1 | CCGT | 1518.0052 | 2574.564 | 4373.6866 | 43007.8615 | 39946.1646 | 42112.3198 | 46884.34 | 39443.8832 | 31283.6694 | 70128.047 | 75153.5359 | 62463.2827 | 52361.9198 | 62645.9585 | 51499.2024 | 50557.2159 | 52313.5763 | 41817.7049 | 50262.5752 | 0.64234 | 0.578 | 0.57999 | 0.54179 | 0.50675 | 0.48017 | 0.45947
NSW1 | Gas - Steam | 0 | 0 | 0 | 0 | 0 | 0 | 0 | 0 | 0 | 0 | 0 | 0 | 0 | 0 | 0 | 0 | 0 | 0 | 0 | 0 | 0 | 0 | 0 | 0 | 0 | 0
NSW1 | OCGT / Diesel | 815.4273 | 7794.9874 | 5565.1817 | 28576.8247 | 30861.2199 | 74738.2476 | 2267.4441 | 159.3265 | 47922.2843 | 54689.5081 | 217415.1967 | 106408.531 | 107405.4613 | 67045.9891 | 80785.5004 | 102060.2947 | 219550.4468 | 103765.6456 | 109498.4576 | 146950.2711 | 78088.9201 | 63128.6275 | 59616.0209 | 81169.2524 | 80244.4313 | 89752.6543
NSW1 | Hydro | 0 | 0 | 0 | 0 | 0 | 0 | 0 | 0 | 0 | 0 | 0 | 0 | 0 | 0 | 0 | 0 | 0 | 0 | 0 | 0 | 0 | 0 | 0 | 0 | 0 | 0
NSW1 | Hydrogen Turbine | 0 | 0 | 0 | 0 | 0 | 0 | 0 | 0 | 0 | 0 | 0 | 0 | 0 | 0 | 0 | 0 | 0 | 0 | 0 | 0 | 0 | 0 | 0 | 0 | 0 | 0
NSW1 | Wind | 0 | 0 | 0 | 0 | 0 | 0 | 0 | 0 | 0 | 0 | 0 | 0 | 0 | 0 | 0 | 0 | 0 | 0 | 0 | 0 | 0 | 0 | 0 | 0 | 0 | 0
NSW1 | Solar PV | 0 | 0 | 0 | 0 | 0 | 0 | 0 | 0 | 0 | 0 | 0 | 0 | 0 | 0 | 0 | 0 | 0 | 0 | 0 | 0 | 0 | 0 | 0 | 0 | 0 | 0
NSW1 | Grid Battery | 0 | 0 | 0 | 0 | 0 | 0 | 0 | 0 | 0 | 0 | 0 | 0 | 0 | 0 | 0 | 0 | 0 | 0 | 0 | 0 | 0 | 0 | 0 | 0 | 0 | 0
NSW1 | Pumped Hydro | 0 | 0 | 0 | 0 | 0 | 0 | 0 | 0 | 0 | 0 | 0 | 0 | 0 | 0 | 0 | 0 | 0 | 0 | 0 | 0 | 0 | 0 | 0 | 0 | 0 | 0
NSW1 | Coordinated CER storage | 0 | 0 | 0 | 0 | 0 | 0 | 0 | 0 | 0 | 0 | 0 | 0 | 0 | 0 | 0 | 0 | 0 | 0 | 0 | 0 | 0 | 0 | 0 | 0 | 0 | 0
Total excluding storage |  | 1228531.7205 | 631353.0664 | 679863.0364 | 768039.7062 | 492348.8367 | 365981.6634 | 304918.797 | 269380.2616 | 322048.1401 | 291581.0191 | 427045.7607 | 303583.4738 | 290342.2291 | 244801.0036 | 242884.2548 | 255788.0586 | 271864.0232 | 145583.3505 | 159761.0328 | 146950.9134 | 78089.4981 | 63129.2075 | 59616.5627 | 81169.7592 | 80244.9115 | 89753.1138
Region | Technology | 2024-25 | 2025-26 | 2026-27 | 2027-28 | 2028-29 | 2029-30 | 2030-31 | 2031-32 | 2032-33 | 2033-34 | 2034-35 | 2035-36 | 2036-37 | 2037-38 | 2038-39 | 2039-40 | 2040-41 | 2041-42 | 2042-43 | 2043-44 | 2044-45 | 2045-46 | 2046-47 | 2047-48 | 2048-49 | 2049-50
QLD1 | Black Coal | 1070206.388 | 736133.956 | 582660.1 | 402093.3362 | 338226.2552 | 190935.9977 | 196678.6047 | 191997.8412 | 193628.876 | 184609.6364 | 159487.2634 | 88713.464 | 82537.004 | 73376.631 | 74761.113 | 69569.992 | 58554.156 | 55559.586 | 49344.556 | 49769.997 | 46500.981 | 39175.1705 | 37015.227 | 36353.36 | 34077.851 | 30719.387
QLD1 | Brown Coal | 0 | 0 | 0 | 0 | 0 | 0 | 0 | 0 | 0 | 0 | 0 | 0 | 0 | 0 | 0 | 0 | 0 | 0 | 0 | 0 | 0 | 0 | 0 | 0 | 0 | 0
QLD1 | CCGT | 114119.7434 | 92050.802 | 82381.1162 | 153967.6945 | 125500.78 | 131698.73 | 109383.6797 | 128517.9154 | 100732.3024 | 166607.7604 | 150787.4745 | 203674.9549 | 175467.9887 | 211992.329 | 191556.698 | 164228.481 | 161564.677 | 286792.6555 | 274751.792 | 252942.7955 | 222111.5725 | 187814.5285 | 297652.728 | 272503.214 | 252188.01 | 232782.848
QLD1 | Gas - Steam | 0 | 0 | 0 | 0 | 0 | 0 | 0 | 0 | 0 | 0 | 0 | 0 | 0 | 0 | 0 | 0 | 0 | 0 | 0 | 0 | 0 | 0 | 0 | 0 | 0 | 0
QLD1 | OCGT / Diesel | 0.020764 | 0.021967 | 0.021452 | 4067.4937 | 4066.6669 | 4904.5348 | 167.3911 | 6.2528 | 973.5141 | 1853.0401 | 20361.3604 | 58888.6079 | 102332.5373 | 99355.7849 | 100238.3065 | 148669.7831 | 249426.417 | 96952.0307 | 111943.5453 | 133604.4695 | 116279.2525 | 150929.8978 | 92693.0926 | 106088.2902 | 137994.2794 | 161526.0009
QLD1 | Hydro | 0 | 0 | 0 | 0 | 0 | 0 | 0 | 0 | 0 | 0 | 0 | 0 | 0 | 0 | 0 | 0 | 0 | 0 | 0 | 0 | 0 | 0 | 0 | 0 | 0 | 0
QLD1 | Hydrogen Turbine | 0 | 0 | 122557.152 | 13970.606 | 44595.656 | 141103.52 | 24.5249 | 0.0038337 | 60.5456 | 129.6251 | 98.3008 | 349.091 | 0.0043628 | 1188.7608 | 0.0044535 | 0.0045584 | 0.0047731 | 233.7857 | 52.1051 | 30.4016 | 492.683 | 128.2083 | 95.413 | 0.0049046 | 658.9907 | 92.9546
QLD1 | Wind | 0 | 0 | 0 | 0 | 0 | 0 | 0 | 0 | 0 | 0 | 0 | 0 | 0 | 0 | 0 | 0 | 0 | 0 | 0 | 0 | 0 | 0 | 0 | 0 | 0 | 0
QLD1 | Solar PV | 0 | 0 | 0 | 0 | 0 | 0 | 0 | 0 | 0 | 0 | 0 | 0 | 0 | 0 | 0 | 0 | 0 | 0 | 0 | 0 | 0 | 0 | 0 | 0 | 0 | 0
QLD1 | Grid Battery | 0 | 0 | 0 | 0 | 0 | 0 | 0 | 0 | 0 | 0 | 0 | 0 | 0 | 0 | 0 | 0 | 0 | 0 | 0 | 0 | 0 | 0 | 0 | 0 | 0 | 0
QLD1 | Pumped Hydro | 0 | 0 | 0 | 0 | 0 | 0 | 0 | 0 | 0 | 0 | 0 | 0 | 0 | 0 | 0 | 0 | 0 | 0 | 0 | 0 | 0 | 0 | 0 | 0 | 0 | 0
QLD1 | Coordinated CER storage | 0 | 0 | 0 | 0 | 0 | 0 | 0 | 0 | 0 | 0 | 0 | 0 | 0 | 0 | 0 | 0 | 0 | 0 | 0 | 0 | 0 | 0 | 0 | 0 | 0 | 0
Total excluding storage |  | 1184326.1522 | 828184.78 | 787598.3896 | 574099.1304 | 512389.3581 | 468642.7824 | 306254.2004 | 320522.0133 | 295395.2381 | 353200.062 | 330734.3991 | 351626.1178 | 360337.5344 | 385913.5057 | 366556.1219 | 382468.2607 | 469545.2547 | 439538.058 | 436091.9984 | 436347.6637 | 385384.489 | 378047.8051 | 427456.4606 | 414944.8691 | 424919.1311 | 425121.1906
Region | Technology | 2024-25 | 2025-26 | 2026-27 | 2027-28 | 2028-29 | 2029-30 | 2030-31 | 2031-32 | 2032-33 | 2033-34 | 2034-35 | 2035-36 | 2036-37 | 2037-38 | 2038-39 | 2039-40 | 2040-41 | 2041-42 | 2042-43 | 2043-44 | 2044-45 | 2045-46 | 2046-47 | 2047-48 | 2048-49 | 2049-50
VIC1 | Black Coal | 0 | 0 | 0 | 0 | 0 | 0 | 0 | 0 | 0 | 0 | 0 | 0 | 0 | 0 | 0 | 0 | 0 | 0 | 0 | 0 | 0 | 0 | 0 | 0 | 0 | 0
VIC1 | Brown Coal | 287586.426 | 225253.809 | 174434.426 | 83064.3212 | 53217.5224 | 42214.5358 | 41833.3799 | 36284.1677 | 40215.398 | 19410.662 | 0 | 0 | 0 | 0 | 0 | 0 | 0 | 0 | 0 | 0 | 0 | 0 | 0 | 0 | 0 | 0
VIC1 | CCGT | 0 | 0 | 0 | 0 | 0 | 0 | 0 | 0 | 0 | 0 | 0 | 0 | 0 | 0 | 0 | 0 | 0 | 0 | 0 | 0 | 0 | 0 | 0 | 0 | 0 | 0
VIC1 | Gas - Steam | 1225.838 | 102991.64 | 218473.584 | 246631.552 | 245372.032 | 214645.072 | 55838.844 | 56715.852 | 87489.904 | 108467.744 | 84248.088 | 58179.304 | 60136.864 | 60673.156 | 57481.004 | 0 | 0 | 0 | 0 | 0 | 0 | 0 | 0 | 0 | 0 | 0
VIC1 | OCGT / Diesel | 203.4261 | 0.023512 | 1175.5054 | 19264.7399 | 29731.2718 | 21958.9264 | 19342.3983 | 15432.7278 | 54959.7295 | 75892.3279 | 99618.6676 | 65723.8838 | 44861.9688 | 64962.5791 | 36283.1942 | 95314.6745 | 120374.456 | 161699.2402 | 111911.715 | 148836.2634 | 96945.3407 | 111032.9774 | 110712.6344 | 94967.1386 | 146132.9442 | 145752.3329
VIC1 | Hydro | 0 | 0 | 0 | 0 | 0 | 0 | 0 | 0 | 0 | 0 | 0 | 0 | 0 | 0 | 0 | 0 | 0 | 0 | 0 | 0 | 0 | 0 | 0 | 0 | 0 | 0
VIC1 | Hydrogen Turbine | 0 | 0 | 0 | 0 | 0 | 0 | 0 | 0 | 0 | 0 | 0 | 0 | 0 | 0 | 0 | 0 | 0 | 0 | 0 | 0 | 0 | 0 | 0 | 0 | 0 | 0
VIC1 | Wind | 0 | 0 | 0 | 0 | 0 | 0 | 0 | 0 | 0 | 0 | 0 | 0 | 0 | 0 | 0 | 0 | 0 | 0 | 0 | 0 | 0 | 0 | 0 | 0 | 0 | 0
VIC1 | Solar PV | 0 | 0 | 0 | 0 | 0 | 0 | 0 | 0 | 0 | 0 | 0 | 0 | 0 | 0 | 0 | 0 | 0 | 0 | 0 | 0 | 0 | 0 | 0 | 0 | 0 | 0
VIC1 | Grid Battery | 0 | 0 | 0 | 0 | 0 | 0 | 0 | 0 | 0 | 0 | 0 | 0 | 0 | 0 | 0 | 0 | 0 | 0 | 0 | 0 | 0 | 0 | 0 | 0 | 0 | 0
VIC1 | Pumped Hydro | 0 | 0 | 0 | 0 | 0 | 0 | 0 | 0 | 0 | 0 | 0 | 0 | 0 | 0 | 0 | 0 | 0 | 0 | 0 | 0 | 0 | 0 | 0 | 0 | 0 | 0
VIC1 | Coordinated CER storage | 0 | 0 | 0 | 0 | 0 | 0 | 0 | 0 | 0 | 0 | 0 | 0 | 0 | 0 | 0 | 0 | 0 | 0 | 0 | 0 | 0 | 0 | 0 | 0 | 0 | 0
Total excluding storage |  | 289015.6901 | 328245.4725 | 394083.5154 | 348960.6131 | 328320.8262 | 278818.5343 | 117014.6222 | 108432.7475 | 182665.0315 | 203770.7339 | 183866.7556 | 123903.1878 | 104998.8328 | 125635.7351 | 93764.1982 | 95314.6745 | 120374.456 | 161699.2402 | 111911.715 | 148836.2634 | 96945.3407 | 111032.9774 | 110712.6344 | 94967.1386 | 146132.9442 | 145752.3329
Region | Technology | 2024-25 | 2025-26 | 2026-27 | 2027-28 | 2028-29 | 2029-30 | 2030-31 | 2031-32 | 2032-33 | 2033-34 | 2034-35 | 2035-36 | 2036-37 | 2037-38 | 2038-39 | 2039-40 | 2040-41 | 2041-42 | 2042-43 | 2043-44 | 2044-45 | 2045-46 | 2046-47 | 2047-48 | 2048-49 | 2049-50
SA1 | Black Coal | 0 | 0 | 0 | 0 | 0 | 0 | 0 | 0 | 0 | 0 | 0 | 0 | 0 | 0 | 0 | 0 | 0 | 0 | 0 | 0 | 0 | 0 | 0 | 0 | 0 | 0
SA1 | Brown Coal | 0 | 0 | 0 | 0 | 0 | 0 | 0 | 0 | 0 | 0 | 0 | 0 | 0 | 0 | 0 | 0 | 0 | 0 | 0 | 0 | 0 | 0 | 0 | 0 | 0 | 0
SA1 | CCGT | 69830.222 | 9931.6607 | 24237.3196 | 79396.2407 | 67782.368 | 61988.6993 | 73287.2759 | 59593.9861 | 63894.583 | 82213.4642 | 80557.0275 | 68546.8973 | 67350.396 | 1.9072 | 1.7472 | 1.6704 | 1.5509 | 1.5036 | 1.4557 | 1.3585 | 1.216 | 1.2027 | 1.1398 | 1.0316 | 1.0027 | 0.94215
SA1 | Gas - Steam | 8361.375 | 250369.2 | 0 | 0 | 0 | 0 | 0 | 0 | 0 | 0 | 0 | 0 | 0 | 0 | 0 | 0 | 0 | 0 | 0 | 0 | 0 | 0 | 0 | 0 | 0 | 0
SA1 | OCGT / Diesel | 8734.3847 | 649.6942 | 5749.4406 | 47548.6383 | 45055.479 | 66320.5688 | 42378.9938 | 40973.7668 | 55429.7403 | 106212.561 | 111495.9365 | 85382.357 | 76840.5943 | 144125.0514 | 146108.7718 | 157486.748 | 168163.2581 | 184467.4898 | 187211.6673 | 187086.6029 | 111560.8696 | 111800.6006 | 108599.6807 | 108182.8834 | 106049.237 | 98327.8867
SA1 | Hydro | 0 | 0 | 0 | 0 | 0 | 0 | 0 | 0 | 0 | 0 | 0 | 0 | 0 | 0 | 0 | 0 | 0 | 0 | 0 | 0 | 0 | 0 | 0 | 0 | 0 | 0
SA1 | Hydrogen Turbine | 0 | 446.4477 | 68117.76 | 248.8264 | 532.4861 | 50232.78 | 0.0040345 | 0.0039583 | 769.2736 | 259.656 | 0.0045388 | 1135.8358 | 0.052232 | 1100.5951 | 0.0045118 | 119.0206 | 114.4635 | 233.786 | 0.0048391 | 301.6652 | 741.4316 | 128.2083 | 84.8012 | 0.0051539 | 408.7229 | 209.3155
SA1 | Wind | 0 | 0 | 0 | 0 | 0 | 0 | 0 | 0 | 0 | 0 | 0 | 0 | 0 | 0 | 0 | 0 | 0 | 0 | 0 | 0 | 0 | 0 | 0 | 0 | 0 | 0
SA1 | Solar PV | 0 | 0 | 0 | 0 | 0 | 0 | 0 | 0 | 0 | 0 | 0 | 0 | 0 | 0 | 0 | 0 | 0 | 0 | 0 | 0 | 0 | 0 | 0 | 0 | 0 | 0
SA1 | Grid Battery | 0 | 0 | 0 | 0 | 0 | 0 | 0 | 0 | 0 | 0 | 0 | 0 | 0 | 0 | 0 | 0 | 0 | 0 | 0 | 0 | 0 | 0 | 0 | 0 | 0 | 0
SA1 | Pumped Hydro | 0 | 0 | 0 | 0 | 0 | 0 | 0 | 0 | 0 | 0 | 0 | 0 | 0 | 0 | 0 | 0 | 0 | 0 | 0 | 0 | 0 | 0 | 0 | 0 | 0 | 0
SA1 | Coordinated CER storage | 0 | 0 | 0 | 0 | 0 | 0 | 0 | 0 | 0 | 0 | 0 | 0 | 0 | 0 | 0 | 0 | 0 | 0 | 0 | 0 | 0 | 0 | 0 | 0 | 0 | 0
Total excluding storage |  | 86925.9817 | 261397.0025 | 98104.5202 | 127193.7054 | 113370.3331 | 178542.0481 | 115666.2737 | 100567.7568 | 120093.5969 | 188685.6812 | 192052.9686 | 155065.0901 | 144191.0425 | 145227.5537 | 146110.5235 | 157607.4391 | 168279.2725 | 184702.7794 | 187213.1278 | 187389.6266 | 112303.5172 | 111930.0116 | 108685.6216 | 108183.9202 | 106458.9626 | 98538.1443
Region | Technology | 2024-25 | 2025-26 | 2026-27 | 2027-28 | 2028-29 | 2029-30 | 2030-31 | 2031-32 | 2032-33 | 2033-34 | 2034-35 | 2035-36 | 2036-37 | 2037-38 | 2038-39 | 2039-40 | 2040-41 | 2041-42 | 2042-43 | 2043-44 | 2044-45 | 2045-46 | 2046-47 | 2047-48 | 2048-49 | 2049-50
TAS1 | Black Coal | 0 | 0 | 0 | 0 | 0 | 0 | 0 | 0 | 0 | 0 | 0 | 0 | 0 | 0 | 0 | 0 | 0 | 0 | 0 | 0 | 0 | 0 | 0 | 0 | 0 | 0
TAS1 | Brown Coal | 0 | 0 | 0 | 0 | 0 | 0 | 0 | 0 | 0 | 0 | 0 | 0 | 0 | 0 | 0 | 0 | 0 | 0 | 0 | 0 | 0 | 0 | 0 | 0 | 0 | 0
TAS1 | CCGT | 0 | 0 | 0.0027969 | 0.0032151 | 0.0029302 | 0.0025837 | 0.0082639 | 0.0082613 | 0.0082773 | 0.0083967 | 0.0084607 | 0.0085485 | 0.0085362 | 0.0086125 | 0.0086559 | 0.008687 | 0.0086453 | 0.0087319 | 0.0087979 | 0.0088409 | 0.0088375 | 0.0088772 | 0.0089301 | 0.0089805 | 0.0090339 | 0.0090255
TAS1 | Gas - Steam | 0 | 0 | 0 | 0 | 0 | 0 | 0 | 0 | 0 | 0 | 0 | 0 | 0 | 0 | 0 | 0 | 0 | 0 | 0 | 0 | 0 | 0 | 0 | 0 | 0 | 0
TAS1 | OCGT / Diesel | 0.0099659 | 0.0060388 | 0.0056633 | 0.0076502 | 0.006398 | 0.0042375 | 0.013805 | 0.013793 | 0.013759 | 0.013592 | 0.013629 | 0.013837 | 0.013602 | 0.013846 | 0.013751 | 0.013539 | 0.01016 | 0.010319 | 0.01028 | 0.010023 | 0.01025 | 0.010381 | 0.010362 | 0.010357 | 0.010282 | 0.010384
TAS1 | Hydro | 0 | 0 | 0 | 0 | 0 | 0 | 0 | 0 | 0 | 0 | 0 | 0 | 0 | 0 | 0 | 0 | 0 | 0 | 0 | 0 | 0 | 0 | 0 | 0 | 0 | 0
TAS1 | Hydrogen Turbine | 0 | 0 | 0 | 0 | 0 | 0 | 0 | 0 | 0 | 0 | 0 | 0 | 0 | 0 | 0 | 0 | 0 | 0 | 0 | 0 | 0 | 0 | 0 | 0 | 0 | 0
TAS1 | Wind | 0 | 0 | 0 | 0 | 0 | 0 | 0 | 0 | 0 | 0 | 0 | 0 | 0 | 0 | 0 | 0 | 0 | 0 | 0 | 0 | 0 | 0 | 0 | 0 | 0 | 0
TAS1 | Solar PV | 0 | 0 | 0 | 0 | 0 | 0 | 0 | 0 | 0 | 0 | 0 | 0 | 0 | 0 | 0 | 0 | 0 | 0 | 0 | 0 | 0 | 0 | 0 | 0 | 0 | 0
TAS1 | Grid Battery | 0 | 0 | 0 | 0 | 0 | 0 | 0 | 0 | 0 | 0 | 0 | 0 | 0 | 0 | 0 | 0 | 0 | 0 | 0 | 0 | 0 | 0 | 0 | 0 | 0 | 0
TAS1 | Pumped Hydro | 0 | 0 | 0 | 0 | 0 | 0 | 0 | 0 | 0 | 0 | 0 | 0 | 0 | 0 | 0 | 0 | 0 | 0 | 0 | 0 | 0 | 0 | 0 | 0 | 0 | 0
TAS1 | Coordinated CER storage | 0 | 0 | 0 | 0 | 0 | 0 | 0 | 0 | 0 | 0 | 0 | 0 | 0 | 0 | 0 | 0 | 0 | 0 | 0 | 0 | 0 | 0 | 0 | 0 | 0 | 0
Total excluding storage |  | 0.0099659 | 0.0060388 | 0.0084602 | 0.010865 | 0.0093282 | 0.0068212 | 0.022069 | 0.022055 | 0.022036 | 0.021989 | 0.02209 | 0.022385 | 0.022138 | 0.022459 | 0.022407 | 0.022226 | 0.018806 | 0.019051 | 0.019078 | 0.018864 | 0.019087 | 0.019258 | 0.019292 | 0.019338 | 0.019316 | 0.019409

## BaseCase_Build Cost
New generation build cost (CAPEX) by technology ($000s) - BaseCase, Green Energy Exports scenario
CAPEX | Real June 2023 dollars discounted to 1 July 2023. The total capital costs are annualised for modelling purposes. Build costs do not include capital costs of existing, committed and anticipated generators and transmission projects since there will be no difference in these costs between the Base Case and option case.
Explicitly modelled generation
Region | Technology | 2024-25 | 2025-26 | 2026-27 | 2027-28 | 2028-29 | 2029-30 | 2030-31 | 2031-32 | 2032-33 | 2033-34 | 2034-35 | 2035-36 | 2036-37 | 2037-38 | 2038-39 | 2039-40 | 2040-41 | 2041-42 | 2042-43 | 2043-44 | 2044-45 | 2045-46 | 2046-47 | 2047-48 | 2048-49 | 2049-50
NEM | Black Coal | 0 | 0 | 0 | 0 | 0 | 0 | 0 | 0 | 0 | 0 | 0 | 0 | 0 | 0 | 0 | 0 | 0 | 0 | 0 | 0 | 0 | 0 | 0 | 0 | 0 | 0
NEM | Brown Coal | 0 | 0 | 0 | 0 | 0 | 0 | 0 | 0 | 0 | 0 | 0 | 0 | 0 | 0 | 0 | 0 | 0 | 0 | 0 | 0 | 0 | 0 | 0 | 0 | 0 | 0
NEM | CCGT | 0 | 0 | 0.0075701 | 0.01121 | 0.010447 | 0.009764 | 0.020805 | 0.020109 | 0.045082 | 0.054057 | 0.078629 | 0.10228 | 0.095553 | 7784.2842 | 7275.0321 | 6817.0914 | 6353.1909 | 47111.6222 | 44029.5536 | 41258.0289 | 38449.9896 | 39452.2103 | 79543.5858 | 74536.562 | 69463.5713 | 64919.2257
NEM | Gas - Steam | 0 | 0 | 0 | 0 | 0 | 0 | 0 | 0 | 0 | 0 | 0 | 0 | 0 | 0 | 0 | 0 | 0 | 0 | 0 | 0 | 0 | 0 | 0 | 0 | 0 | 0
NEM | OCGT / Diesel | 0 | 0.019588 | 0.033265 | 0.045893 | 1991.3863 | 1861.1094 | 1739.3558 | 1629.8695 | 3218.1633 | 26658.686 | 24914.6638 | 62687.5033 | 58420.9651 | 79954.771 | 74724.0855 | 70020.4351 | 65254.8152 | 100832.7649 | 94236.2294 | 88304.3501 | 100348.9972 | 93784.1101 | 87648.705 | 82131.4908 | 80099.339 | 86625.7607
NEM | Hydro | 0 | 0 | 0 | 0 | 0 | 0 | 0 | 0 | 0 | 0 | 0 | 0 | 0 | 0 | 0 | 0 | 0 | 0 | 0 | 0 | 0 | 0 | 0 | 0 | 0 | 0
NEM | Hydrogen Turbine | 0 | 0 | 0 | 0 | 0 | 0 | 0 | 0 | 0 | 0 | 0 | 0 | 0 | 0 | 0 | 0 | 0 | 0 | 0 | 0 | 0 | 0 | 0 | 0 | 0 | 0
NEM | Wind | 0 | 814501.033 | 1604193.8783 | 1991145.2492 | 2919221.872 | 3094220.0288 | 2907647.356 | 2876783.3562 | 2864986.858 | 2853951.4081 | 2939832.1537 | 2972960.7229 | 3000713.2894 | 3110028.4723 | 3082642.5866 | 3054675.7748 | 2866254.9412 | 2750060.2714 | 2571277.3291 | 2409423.3493 | 2258143.334 | 2187401.0968 | 2045190.4829 | 1934061.2175 | 1817797.3316 | 1719651.5905
NEM | Solar PV | 0 | 5219.7205 | 34746.5334 | 81399.6654 | 263028.556 | 245821.0803 | 229739.3286 | 215277.9467 | 200626.0386 | 279095.2725 | 292601.0584 | 274182.7238 | 255521.7286 | 238805.3556 | 223182.5756 | 209133.9403 | 243309.846 | 264828.9188 | 288411.9075 | 347351.5121 | 359395.228 | 367752.9618 | 373489.5446 | 360758.7879 | 354379.9369 | 380012.1836
NEM | Grid Battery | 0 | 62710.5292 | 92958.2159 | 170645.8324 | 159031.6402 | 161860.4372 | 178234.4035 | 191680.7867 | 201068.6289 | 210535.3895 | 273556.0644 | 256336.7585 | 238890.3748 | 223262.1682 | 208656.2413 | 195521.9807 | 182214.682 | 205513.4512 | 192068.6555 | 179978.5458 | 231987.761 | 200620.4351 | 182659.7214 | 149593.7943 | 139412.3769 | 126875.5285
NEM | Pumped Hydro | 0 | 0 | 0 | 0 | 454857.4744 | 425100.4899 | 397290.1946 | 372282.0068 | 346944.34 | 324247.0518 | 303034.6323 | 283959.5825 | 264633.1751 | 247320.7385 | 231140.8831 | 216591.2835 | 201849.9942 | 188645.1897 | 176303.9236 | 165206.1432 | 153962.4251 | 143890.1242 | 134476.7573 | 126011.8653 | 117435.451 | 109752.7658
NEM | Coordinated CER storage | 0 | 0 | 0 | 0 | 0 | 0 | 0 | 0 | 0 | 0 | 0 | 0 | 0 | 0 | 0 | 0 | 0 | 0 | 0 | 0 | 0 | 0 | 0 | 0 | 0 | 0
Total excluding storage |  | 0 | 882431.3023 | 1731898.6685 | 2243190.8041 | 3798130.9393 | 3928863.1554 | 3714650.6593 | 3657653.9861 | 3616844.0739 | 3694487.862 | 3833938.6512 | 3850127.3932 | 3818179.6285 | 3907155.7897 | 3827621.4041 | 3752760.5058 | 3565237.4695 | 3556992.2182 | 3366327.5987 | 3231521.9294 | 3142287.7348 | 3032900.9383 | 2903008.7969 | 2727093.7178 | 2578588.0067 | 2487837.0549
Region | Technology | 2024-25 | 2025-26 | 2026-27 | 2027-28 | 2028-29 | 2029-30 | 2030-31 | 2031-32 | 2032-33 | 2033-34 | 2034-35 | 2035-36 | 2036-37 | 2037-38 | 2038-39 | 2039-40 | 2040-41 | 2041-42 | 2042-43 | 2043-44 | 2044-45 | 2045-46 | 2046-47 | 2047-48 | 2048-49 | 2049-50
NSW1 | Black Coal | 0 | 0 | 0 | 0 | 0 | 0 | 0 | 0 | 0 | 0 | 0 | 0 | 0 | 0 | 0 | 0 | 0 | 0 | 0 | 0 | 0 | 0 | 0 | 0 | 0 | 0
NSW1 | Brown Coal | 0 | 0 | 0 | 0 | 0 | 0 | 0 | 0 | 0 | 0 | 0 | 0 | 0 | 0 | 0 | 0 | 0 | 0 | 0 | 0 | 0 | 0 | 0 | 0 | 0 | 0
NSW1 | CCGT | 0 | 0 | 0.0023261 | 0.0035687 | 0.0033259 | 0.0031083 | 0.0059386 | 0.0056393 | 0.0056171 | 0.012821 | 0.022393 | 0.020993 | 0.019564 | 0.033037 | 0.030883 | 0.028951 | 0.10033 | 0.20548 | 0.19204 | 0.17996 | 0.16771 | 0.15674 | 0.14651 | 0.1373 | 0.12796 | 0.1196
NSW1 | Gas - Steam | 0 | 0 | 0 | 0 | 0 | 0 | 0 | 0 | 0 | 0 | 0 | 0 | 0 | 0 | 0 | 0 | 0 | 0 | 0 | 0 | 0 | 0 | 0 | 0 | 0 | 0
NSW1 | OCGT / Diesel | 0 | 0.0075706 | 0.010297 | 0.010192 | 0.012288 | 0.011496 | 0.010779 | 0.010122 | 0.0094691 | 0.0095542 | 0.011676 | 0.017428 | 0.01626 | 0.020296 | 0.018985 | 0.01784 | 0.017094 | 0.17028 | 0.15916 | 0.14926 | 0.13933 | 0.13023 | 0.12176 | 0.11552 | 0.10778 | 0.10565
NSW1 | Hydro | 0 | 0 | 0 | 0 | 0 | 0 | 0 | 0 | 0 | 0 | 0 | 0 | 0 | 0 | 0 | 0 | 0 | 0 | 0 | 0 | 0 | 0 | 0 | 0 | 0 | 0
NSW1 | Hydrogen Turbine | 0 | 0 | 0 | 0 | 0 | 0 | 0 | 0 | 0 | 0 | 0 | 0 | 0 | 0 | 0 | 0 | 0 | 0 | 0 | 0 | 0 | 0 | 0 | 0 | 0 | 0
NSW1 | Wind | 0 | 673821.6942 | 832539.068 | 897696.787 | 1100856.8264 | 1028838.1557 | 961530.9864 | 901005.57 | 839682.7383 | 784750.2233 | 733411.4246 | 687245.4339 | 667812.771 | 730212.1626 | 682441.2743 | 639483.7002 | 600748.0476 | 572581.1103 | 536250.0669 | 502494.7767 | 468316.3636 | 469834.1296 | 439987.4765 | 412682.1108 | 388255.3362 | 377300.464
NSW1 | Solar PV | 0 | 0.022709 | 29868.2264 | 40096.821 | 208698.7349 | 195045.5466 | 182285.5575 | 170811.2427 | 159185.755 | 148771.734 | 139039.0044 | 130286.927 | 121419.542 | 113476.2076 | 106052.5305 | 99376.8531 | 133468.224 | 157118.5579 | 179650.035 | 197123.9832 | 184879.0101 | 195951.843 | 205503.204 | 194099.8158 | 182633.1818 | 178340.2321
NSW1 | Grid Battery | 0 | 62710.2147 | 92957.2565 | 87105.8834 | 81177.419 | 75866.7467 | 70903.5016 | 66440.3445 | 61918.3858 | 57867.6504 | 54081.9164 | 50677.6279 | 47228.487 | 44138.8024 | 41251.2177 | 38654.5813 | 36023.7361 | 47682.7434 | 44563.3123 | 41758.1896 | 88075.5999 | 66123.1514 | 52928.9997 | 49597.2925 | 46221.6802 | 43197.8324
NSW1 | Pumped Hydro | 0 | 0 | 0 | 0 | 281723.3046 | 263292.8178 | 246068.054 | 230578.8274 | 214885.532 | 200827.6003 | 187689.3463 | 175874.8798 | 163904.759 | 153182.0198 | 143160.7662 | 134149.237 | 125018.9822 | 116840.3061 | 109196.5484 | 102322.9627 | 95358.8522 | 89120.4229 | 83290.115 | 78047.2587 | 72735.3289 | 67976.9431
NSW1 | Coordinated CER storage | 0 | 0 | 0 | 0 | 0 | 0 | 0 | 0 | 0 | 0 | 0 | 0 | 0 | 0 | 0 | 0 | 0 | 0 | 0 | 0 | 0 | 0 | 0 | 0 | 0 | 0
Total excluding storage |  | 0 | 736531.9392 | 955364.5636 | 1024899.5052 | 1672456.3005 | 1563043.2814 | 1460788.1162 | 1368836.0003 | 1275672.4262 | 1192217.2304 | 1114221.7258 | 1044084.9071 | 1000365.5948 | 1041009.2457 | 972905.8385 | 911664.4183 | 895259.1073 | 894223.0934 | 869660.3138 | 843700.2413 | 836630.1328 | 821029.8339 | 781710.0635 | 734426.7305 | 689845.7628 | 666815.6968
Region | Technology | 2024-25 | 2025-26 | 2026-27 | 2027-28 | 2028-29 | 2029-30 | 2030-31 | 2031-32 | 2032-33 | 2033-34 | 2034-35 | 2035-36 | 2036-37 | 2037-38 | 2038-39 | 2039-40 | 2040-41 | 2041-42 | 2042-43 | 2043-44 | 2044-45 | 2045-46 | 2046-47 | 2047-48 | 2048-49 | 2049-50
QLD1 | Black Coal | 0 | 0 | 0 | 0 | 0 | 0 | 0 | 0 | 0 | 0 | 0 | 0 | 0 | 0 | 0 | 0 | 0 | 0 | 0 | 0 | 0 | 0 | 0 | 0 | 0 | 0
QLD1 | Brown Coal | 0 | 0 | 0 | 0 | 0 | 0 | 0 | 0 | 0 | 0 | 0 | 0 | 0 | 0 | 0 | 0 | 0 | 0 | 0 | 0 | 0 | 0 | 0 | 0 | 0 | 0
QLD1 | CCGT | 0 | 0 | 0.0019139 | 0.0030393 | 0.0028325 | 0.0026472 | 0.004349 | 0.0043823 | 0.0046581 | 0.0084153 | 0.0079434 | 0.035898 | 0.033533 | 7783.6667 | 7274.4549 | 6816.5504 | 6352.6131 | 47110.9704 | 44028.9443 | 41257.4578 | 38449.4572 | 39451.7126 | 79543.1205 | 74536.1259 | 69463.1647 | 64918.8455
QLD1 | Gas - Steam | 0 | 0 | 0 | 0 | 0 | 0 | 0 | 0 | 0 | 0 | 0 | 0 | 0 | 0 | 0 | 0 | 0 | 0 | 0 | 0 | 0 | 0 | 0 | 0 | 0 | 0
QLD1 | OCGT / Diesel | 0 | 0.00305 | 0.0057245 | 0.0064378 | 0.019852 | 0.018579 | 0.017396 | 0.016322 | 0.015238 | 23651.0698 | 22103.804 | 50920.1159 | 47454.4707 | 44349.9729 | 41448.5728 | 38839.5128 | 36196.0787 | 33828.111 | 31615.057 | 29624.9865 | 27608.7011 | 25802.5244 | 24114.5122 | 22596.5779 | 24616.3976 | 34772.5377
QLD1 | Hydro | 0 | 0 | 0 | 0 | 0 | 0 | 0 | 0 | 0 | 0 | 0 | 0 | 0 | 0 | 0 | 0 | 0 | 0 | 0 | 0 | 0 | 0 | 0 | 0 | 0 | 0
QLD1 | Hydrogen Turbine | 0 | 0 | 0 | 0 | 0 | 0 | 0 | 0 | 0 | 0 | 0 | 0 | 0 | 0 | 0 | 0 | 0 | 0 | 0 | 0 | 0 | 0 | 0 | 0 | 0 | 0
QLD1 | Wind | 0 | 140679.1511 | 646032.6863 | 693982.8033 | 969970.5778 | 906514.5587 | 847209.8677 | 793880.6139 | 739848.7534 | 696636.6964 | 763870.4096 | 715787.1189 | 667070.3365 | 623430.2394 | 582645.0842 | 545969.37 | 511892.514 | 508314.5443 | 475060.3294 | 445156.7557 | 414859.2059 | 398537.0866 | 372464.6462 | 349019.1448 | 333419.4524 | 311606.983
QLD1 | Solar PV | 0 | 0.030571 | 0.047241 | 0.10693 | 0.68512 | 0.6403 | 0.59841 | 0.56075 | 0.52262 | 91594.7879 | 117366.9593 | 109979.0708 | 102493.8474 | 95788.6426 | 89522.0959 | 83886.9558 | 85732.2221 | 80123.5777 | 82058.1471 | 102439.3559 | 101541.6951 | 100143.0384 | 93591.6259 | 96947.1749 | 103757.9298 | 137433.1299
QLD1 | Grid Battery | 0 | 0.09033 | 0.27563 | 0.25837 | 0.27426 | 0.25634 | 0.23961 | 0.22463 | 0.20947 | 0.20129 | 0.2155 | 0.36881 | 0.34396 | 0.33615 | 0.31459 | 0.2952 | 0.27568 | 7549.1217 | 7055.2549 | 6611.1651 | 11734.0696 | 10966.3983 | 14281.4018 | 13382.4321 | 12471.61 | 11655.711
QLD1 | Pumped Hydro | 0 | 0 | 0 | 0 | 1.6398 | 1.5339 | 1.4338 | 1.3436 | 1.2523 | 1.1709 | 1.0962 | 1.0409 | 0.97033 | 0.90765 | 0.84859 | 0.79581 | 0.74248 | 0.78729 | 0.73704 | 0.69216 | 0.81259 | 0.76052 | 0.71125 | 0.66688 | 0.62256 | 0.58258
QLD1 | Coordinated CER storage | 0 | 0 | 0 | 0 | 0 | 0 | 0 | 0 | 0 | 0 | 0 | 0 | 0 | 0 | 0 | 0 | 0 | 0 | 0 | 0 | 0 | 0 | 0 | 0 | 0 | 0
Total excluding storage |  | 0 | 140679.275 | 646033.0168 | 693983.1781 | 969973.1997 | 906517.0104 | 847212.1612 | 793882.7636 | 739850.7577 | 811883.9347 | 903342.4925 | 876687.7512 | 817020.0024 | 771353.7654 | 720891.3709 | 675513.48 | 640174.4461 | 676927.1124 | 639818.4698 | 625090.4131 | 594193.9415 | 574901.5208 | 583996.018 | 556482.1226 | 543729.1771 | 560387.7898
Region | Technology | 2024-25 | 2025-26 | 2026-27 | 2027-28 | 2028-29 | 2029-30 | 2030-31 | 2031-32 | 2032-33 | 2033-34 | 2034-35 | 2035-36 | 2036-37 | 2037-38 | 2038-39 | 2039-40 | 2040-41 | 2041-42 | 2042-43 | 2043-44 | 2044-45 | 2045-46 | 2046-47 | 2047-48 | 2048-49 | 2049-50
VIC1 | Black Coal | 0 | 0 | 0 | 0 | 0 | 0 | 0 | 0 | 0 | 0 | 0 | 0 | 0 | 0 | 0 | 0 | 0 | 0 | 0 | 0 | 0 | 0 | 0 | 0 | 0 | 0
VIC1 | Brown Coal | 0 | 0 | 0 | 0 | 0 | 0 | 0 | 0 | 0 | 0 | 0 | 0 | 0 | 0 | 0 | 0 | 0 | 0 | 0 | 0 | 0 | 0 | 0 | 0 | 0 | 0
VIC1 | CCGT | 0 | 0 | 0 | 0 | 0 | 0 | 0 | 0 | 0 | 0 | 0 | 0 | 0 | 0 | 0 | 0 | 0 | 0 | 0 | 0 | 0 | 0 | 0 | 0 | 0 | 0
VIC1 | Gas - Steam | 0 | 0 | 0 | 0 | 0 | 0 | 0 | 0 | 0 | 0 | 0 | 0 | 0 | 0 | 0 | 0 | 0 | 0 | 0 | 0 | 0 | 0 | 0 | 0 | 0 | 0
VIC1 | OCGT / Diesel | 0 | 0.003027 | 0.0057568 | 0.011699 | 1991.3361 | 1861.0618 | 1739.3101 | 1629.8259 | 1573.8328 | 1470.8718 | 1374.6466 | 2868.5806 | 2673.3437 | 9980.2902 | 9327.374 | 8740.2446 | 8145.3799 | 35638.8236 | 33307.3118 | 31210.7193 | 47141.179 | 44057.1766 | 41174.9314 | 38583.0962 | 35957.1139 | 33604.7794
VIC1 | Hydro | 0 | 0 | 0 | 0 | 0 | 0 | 0 | 0 | 0 | 0 | 0 | 0 | 0 | 0 | 0 | 0 | 0 | 0 | 0 | 0 | 0 | 0 | 0 | 0 | 0 | 0
VIC1 | Hydrogen Turbine | 0 | 0 | 0 | 0 | 0 | 0 | 0 | 0 | 0 | 0 | 0 | 0 | 0 | 0 | 0 | 0 | 0 | 0 | 0 | 0 | 0 | 0 | 0 | 0 | 0 | 0
VIC1 | Wind | 0 | 0.063837 | 0.1269 | 201740.2137 | 472715.0264 | 757362.0828 | 707815.0322 | 800610.127 | 916341.1215 | 1014742.128 | 1096131.7904 | 1234084.2604 | 1342385.4416 | 1433744.8268 | 1506905.8715 | 1567999.4293 | 1461280.7051 | 1365682.9018 | 1276339.1605 | 1195997.5393 | 1114597.4259 | 1046171.4511 | 977730.3283 | 933403.8984 | 872123.8937 | 821399.6087
VIC1 | Solar PV | 0 | 0.0090577 | 0.018926 | 0.043135 | 5674.767 | 5303.5205 | 4956.5612 | 4644.561 | 4328.4505 | 4045.2811 | 3780.637 | 3542.6576 | 3301.5427 | 3085.554 | 2883.6953 | 2702.1757 | 2518.2649 | 7407.9938 | 6923.3594 | 13486.3426 | 41007.2886 | 38324.5693 | 37389.7611 | 35036.1909 | 35673.2524 | 33339.491
VIC1 | Grid Battery | 0 | 0.082961 | 0.37398 | 83539.3948 | 77853.6699 | 85993.1704 | 107330.4126 | 125239.9776 | 139149.8044 | 152667.3175 | 219473.7201 | 205658.525 | 191661.3162 | 179122.7256 | 167404.4166 | 156866.8239 | 146190.3998 | 136626.6057 | 127688.4168 | 119650.8241 | 111507.4164 | 104212.5177 | 97394.8002 | 69696.0205 | 64952.4788 | 57286.8302
VIC1 | Pumped Hydro | 0 | 0 | 0 | 0 | 173132.3744 | 161805.9595 | 151220.523 | 141701.6565 | 132057.3803 | 123418.1125 | 115344.0306 | 108083.479 | 100727.2706 | 94137.6395 | 87979.1025 | 82441.0891 | 76830.1129 | 71803.8965 | 67106.4456 | 62882.3017 | 58602.5572 | 54768.7452 | 51185.7432 | 47963.7583 | 44699.3241 | 41775.0693
VIC1 | Coordinated CER storage | 0 | 0 | 0 | 0 | 0 | 0 | 0 | 0 | 0 | 0 | 0 | 0 | 0 | 0 | 0 | 0 | 0 | 0 | 0 | 0 | 0 | 0 | 0 | 0 | 0 | 0
Total excluding storage |  | 0 | 0.15888 | 0.52556 | 285279.6633 | 731367.1738 | 1012325.795 | 973061.8391 | 1073826.148 | 1193450.5894 | 1296343.7109 | 1436104.8246 | 1554237.5025 | 1640748.9148 | 1720071.036 | 1774500.4599 | 1818749.7627 | 1694964.8625 | 1617160.2214 | 1511364.6941 | 1423227.727 | 1372855.8671 | 1287534.4599 | 1204875.5642 | 1124682.9643 | 1053406.063 | 987405.7786
Region | Technology | 2024-25 | 2025-26 | 2026-27 | 2027-28 | 2028-29 | 2029-30 | 2030-31 | 2031-32 | 2032-33 | 2033-34 | 2034-35 | 2035-36 | 2036-37 | 2037-38 | 2038-39 | 2039-40 | 2040-41 | 2041-42 | 2042-43 | 2043-44 | 2044-45 | 2045-46 | 2046-47 | 2047-48 | 2048-49 | 2049-50
SA1 | Black Coal | 0 | 0 | 0 | 0 | 0 | 0 | 0 | 0 | 0 | 0 | 0 | 0 | 0 | 0 | 0 | 0 | 0 | 0 | 0 | 0 | 0 | 0 | 0 | 0 | 0 | 0
SA1 | Brown Coal | 0 | 0 | 0 | 0 | 0 | 0 | 0 | 0 | 0 | 0 | 0 | 0 | 0 | 0 | 0 | 0 | 0 | 0 | 0 | 0 | 0 | 0 | 0 | 0 | 0 | 0
SA1 | CCGT | 0 | 0 | 0.0022046 | 0.0033349 | 0.0031079 | 0.0029046 | 0.007353 | 0.0068902 | 0.031607 | 0.029705 | 0.045291 | 0.04244 | 0.039552 | 0.58155 | 0.54351 | 0.5093 | 0.47464 | 0.4436 | 0.41458 | 0.38849 | 0.36205 | 0.33836 | 0.31623 | 0.29633 | 0.27616 | 0.2581
SA1 | Gas - Steam | 0 | 0 | 0 | 0 | 0 | 0 | 0 | 0 | 0 | 0 | 0 | 0 | 0 | 0 | 0 | 0 | 0 | 0 | 0 | 0 | 0 | 0 | 0 | 0 | 0 | 0
SA1 | OCGT / Diesel | 0 | 0.0030573 | 0.0060344 | 0.011613 | 0.010894 | 0.010225 | 0.0097365 | 0.0094299 | 1644.298 | 1536.7272 | 1436.1939 | 8898.7817 | 8293.1268 | 25624.48 | 23948.1121 | 22440.6523 | 20913.332 | 31365.6525 | 29313.6939 | 27468.4874 | 25598.9702 | 23924.2713 | 22359.132 | 20951.6935 | 19525.7121 | 18248.3304
SA1 | Hydro | 0 | 0 | 0 | 0 | 0 | 0 | 0 | 0 | 0 | 0 | 0 | 0 | 0 | 0 | 0 | 0 | 0 | 0 | 0 | 0 | 0 | 0 | 0 | 0 | 0 | 0
SA1 | Hydrogen Turbine | 0 | 0 | 0 | 0 | 0 | 0 | 0 | 0 | 0 | 0 | 0 | 0 | 0 | 0 | 0 | 0 | 0 | 0 | 0 | 0 | 0 | 0 | 0 | 0 | 0 | 0
SA1 | Wind | 0 | 0.096927 | 70193.7505 | 96441.4002 | 237068.6225 | 229832.9008 | 214797.1035 | 201276.2869 | 187577.3351 | 175305.9211 | 163837.3099 | 153524.2763 | 143075.3484 | 144309.2001 | 134868.4141 | 127970.5324 | 130872.5887 | 152583.504 | 142601.4068 | 133625.0878 | 137215.2801 | 157760.244 | 147439.6342 | 138158.7651 | 130061.6583 | 121552.9539
SA1 | Solar PV | 0 | 5219.6515 | 4878.2271 | 41302.6789 | 48654.3514 | 45471.3564 | 42496.5948 | 39821.5649 | 37111.2919 | 34683.4504 | 32414.4397 | 30374.0504 | 28306.7794 | 26454.9342 | 24724.2376 | 23167.9247 | 21591.1058 | 20178.7611 | 19780.3388 | 34301.8045 | 31967.2092 | 33333.4871 | 37004.9303 | 34675.584 | 32315.5515 | 30899.3101
SA1 | Grid Battery | 0 | 0.082581 | 0.23404 | 0.21943 | 0.20453 | 0.19125 | 0.17884 | 0.16773 | 0.15648 | 0.14653 | 0.13738 | 0.1606 | 0.15029 | 0.21911 | 0.20533 | 0.19308 | 0.18134 | 13654.8903 | 12761.5803 | 11958.2786 | 20670.5848 | 19318.283 | 18054.4357 | 16917.965 | 15766.5232 | 14735.0699
SA1 | Pumped Hydro | 0 | 0 | 0 | 0 | 0.090606 | 0.1077 | 0.10069 | 0.094403 | 0.090122 | 0.084615 | 0.079348 | 0.095815 | 0.089556 | 0.086949 | 0.081399 | 0.076665 | 0.072284 | 0.11545 | 0.10816 | 0.10173 | 0.11831 | 0.11068 | 0.10349 | 0.097042 | 0.091226 | 0.085959
SA1 | Coordinated CER storage | 0 | 0 | 0 | 0 | 0 | 0 | 0 | 0 | 0 | 0 | 0 | 0 | 0 | 0 | 0 | 0 | 0 | 0 | 0 | 0 | 0 | 0 | 0 | 0 | 0 | 0
Total excluding storage |  | 0 | 5219.834 | 75072.2199 | 137744.3135 | 285723.283 | 275304.5693 | 257293.9948 | 241098.1302 | 226333.2032 | 211526.3595 | 197688.2055 | 192797.4073 | 179675.5339 | 196389.5018 | 183541.594 | 173579.8883 | 173377.7548 | 217783.367 | 204457.5426 | 207354.1485 | 215452.5248 | 234336.7344 | 224858.552 | 210704.4009 | 197669.8125 | 185436.0083
Region | Technology | 2024-25 | 2025-26 | 2026-27 | 2027-28 | 2028-29 | 2029-30 | 2030-31 | 2031-32 | 2032-33 | 2033-34 | 2034-35 | 2035-36 | 2036-37 | 2037-38 | 2038-39 | 2039-40 | 2040-41 | 2041-42 | 2042-43 | 2043-44 | 2044-45 | 2045-46 | 2046-47 | 2047-48 | 2048-49 | 2049-50
TAS1 | Black Coal | 0 | 0 | 0 | 0 | 0 | 0 | 0 | 0 | 0 | 0 | 0 | 0 | 0 | 0 | 0 | 0 | 0 | 0 | 0 | 0 | 0 | 0 | 0 | 0 | 0 | 0
TAS1 | Brown Coal | 0 | 0 | 0 | 0 | 0 | 0 | 0 | 0 | 0 | 0 | 0 | 0 | 0 | 0 | 0 | 0 | 0 | 0 | 0 | 0 | 0 | 0 | 0 | 0 | 0 | 0
TAS1 | CCGT | 0 | 0 | 0.0011255 | 0.0012675 | 0.0011812 | 0.001104 | 0.0031646 | 0.0031969 | 0.0031998 | 0.0031165 | 0.0030022 | 0.0029479 | 0.0029047 | 0.0028639 | 0.0028237 | 0.0028163 | 0.002752 | 0.0027178 | 0.0026899 | 0.0026489 | 0.0026081 | 0.0025918 | 0.0025831 | 0.002558 | 0.0024881 | 0.0024516
TAS1 | Gas - Steam | 0 | 0 | 0 | 0 | 0 | 0 | 0 | 0 | 0 | 0 | 0 | 0 | 0 | 0 | 0 | 0 | 0 | 0 | 0 | 0 | 0 | 0 | 0 | 0 | 0 | 0
TAS1 | OCGT / Diesel | 0 | 0.0028835 | 0.0054527 | 0.0059508 | 0.0072323 | 0.0073442 | 0.0077697 | 0.0077279 | 0.0077762 | 0.007744 | 0.0076632 | 0.0077068 | 0.007666 | 0.007646 | 0.0075957 | 0.0076417 | 0.0075705 | 0.0075416 | 0.0075352 | 0.0075735 | 0.0075619 | 0.0075473 | 0.0075651 | 0.0075874 | 0.0075567 | 0.0075754
TAS1 | Hydro | 0 | 0 | 0 | 0 | 0 | 0 | 0 | 0 | 0 | 0 | 0 | 0 | 0 | 0 | 0 | 0 | 0 | 0 | 0 | 0 | 0 | 0 | 0 | 0 | 0 | 0
TAS1 | Hydrogen Turbine | 0 | 0 | 0 | 0 | 0 | 0 | 0 | 0 | 0 | 0 | 0 | 0 | 0 | 0 | 0 | 0 | 0 | 0 | 0 | 0 | 0 | 0 | 0 | 0 | 0 | 0
TAS1 | Wind | 0 | 0.026896 | 55428.2466 | 101284.045 | 138610.8189 | 171672.3308 | 176294.3662 | 180010.7584 | 181536.9097 | 182516.4392 | 182581.2193 | 182319.6336 | 180369.3921 | 178332.0434 | 175781.9426 | 173252.743 | 161461.0858 | 150898.211 | 141026.3655 | 132149.1898 | 123155.0584 | 115098.1855 | 107568.3977 | 100797.2985 | 93936.9909 | 87791.5809
TAS1 | Solar PV | 0 | 0.0066918 | 0.013652 | 0.015371 | 0.017629 | 0.016514 | 0.016698 | 0.017458 | 0.01862 | 0.019049 | 0.017983 | 0.017942 | 0.017005 | 0.017187 | 0.016271 | 0.030979 | 0.029139 | 0.028276 | 0.027159 | 0.026 | 0.024949 | 0.023997 | 0.023237 | 0.022318 | 0.021435 | 0.020537
TAS1 | Grid Battery | 0 | 0.058641 | 0.075773 | 0.076413 | 0.072492 | 0.072524 | 0.07092 | 0.072215 | 0.07276 | 0.073793 | 0.074955 | 0.076166 | 0.077413 | 0.084939 | 0.087176 | 0.087238 | 0.08904 | 0.090047 | 0.091119 | 0.088494 | 0.090208 | 0.084823 | 0.083899 | 0.084225 | 0.084795 | 0.08513
TAS1 | Pumped Hydro | 0 | 0 | 0 | 0 | 0.06499 | 0.070942 | 0.083184 | 0.084934 | 0.085291 | 0.083453 | 0.079879 | 0.08691 | 0.085634 | 0.084671 | 0.084397 | 0.084865 | 0.084342 | 0.084373 | 0.084401 | 0.084911 | 0.084818 | 0.084896 | 0.08434 | 0.084357 | 0.084209 | 0.084903
TAS1 | Coordinated CER storage | 0 | 0 | 0 | 0 | 0 | 0 | 0 | 0 | 0 | 0 | 0 | 0 | 0 | 0 | 0 | 0 | 0 | 0 | 0 | 0 | 0 | 0 | 0 | 0 | 0 | 0
Total excluding storage |  | 0 | 0.095113 | 55428.3426 | 101284.144 | 138610.9824 | 171672.4992 | 176294.548 | 180010.9439 | 181537.0973 | 182516.6264 | 182581.4027 | 182319.8252 | 180369.5827 | 178332.2407 | 175782.1408 | 173252.9565 | 161461.2987 | 150898.424 | 141026.5784 | 132149.3995 | 123155.2686 | 115098.3893 | 107568.5994 | 100797.4996 | 93937.1914 | 87791.7815

## BaseCase_Rehab Cost
Rehabilition cost by technology ($000s) - BaseCase, Green Energy Exports scenario
Rehab | Real June 2023 dollars discounted to 1 July 2023.
Explicitly modelled generation
Region | Technology | 2024-25 | 2025-26 | 2026-27 | 2027-28 | 2028-29 | 2029-30 | 2030-31 | 2031-32 | 2032-33 | 2033-34 | 2034-35 | 2035-36 | 2036-37 | 2037-38 | 2038-39 | 2039-40 | 2040-41 | 2041-42 | 2042-43 | 2043-44 | 2044-45 | 2045-46 | 2046-47 | 2047-48 | 2048-49 | 2049-50
NEM | Black Coal | 0 | 0 | 0 | 169385.3958 | 51348.975 | 66492.8274 | 0 | 0 | 0 | 0 | 0 | 0 | 0 | 0 | 0 | 0 | 0 | 0 | 0 | 0 | 0 | 0 | 0 | 0 | 0 | 0
NEM | Brown Coal | 0 | 0 | 0 | 70467.2914 | 1798.1316 | 0.046582 | 0 | 0 | 0 | 0 | 0 | 0 | 0 | 0 | 0 | 0 | 0 | 0 | 0 | 0 | 0 | 0 | 0 | 0 | 0 | 0
NEM | CCGT | 0 | 0 | 0 | 0 | 0 | 0 | 0 | 0 | 0 | 0 | 0 | 0 | 0 | 0 | 0 | 0 | 0 | 0 | 0 | 0 | 0 | 0 | 0 | 0 | 0 | 0
NEM | Gas - Steam | 0 | 0 | 0 | 0 | 0 | 0 | 0 | 0 | 0 | 0 | 0 | 0 | 0 | 0 | 0 | 0 | 0 | 0 | 0 | 0 | 0 | 0 | 0 | 0 | 0 | 0
NEM | OCGT / Diesel | 0 | 0 | 0 | 0 | 0 | 0 | 0 | 0 | 0 | 0 | 0 | 0 | 0 | 0 | 0 | 0 | 0 | 0 | 0 | 0 | 0 | 0 | 0 | 0 | 0 | 0
NEM | Hydro | 0 | 0 | 0 | 0 | 0 | 0 | 0 | 0 | 0 | 0 | 0 | 0 | 0 | 0 | 0 | 0 | 0 | 0 | 0 | 0 | 0 | 0 | 0 | 0 | 0 | 0
NEM | Hydrogen Turbine | 0 | 0 | 0 | 0 | 0 | 0 | 0 | 0 | 0 | 0 | 0 | 0 | 0 | 0 | 0 | 0 | 0 | 0 | 0 | 0 | 0 | 0 | 0 | 0 | 0 | 0
NEM | Wind | 0 | 0 | 0 | 0 | 0 | 0 | 0 | 0 | 0 | 0 | 0 | 0 | 0 | 0 | 0 | 0 | 0 | 0 | 0 | 0 | 0 | 0 | 0 | 0 | 0 | 0
NEM | Solar PV | 0 | 0 | 0 | 0 | 0 | 0 | 0 | 0 | 0 | 0 | 0 | 0 | 0 | 0 | 0 | 0 | 0 | 0 | 0 | 0 | 0 | 0 | 0 | 0 | 0 | 0
NEM | Grid Battery | 0 | 0 | 0 | 0 | 0 | 0 | 0 | 0 | 0 | 0 | 0 | 0 | 0 | 0 | 0 | 0 | 0 | 0 | 0 | 0 | 0 | 0 | 0 | 0 | 0 | 0
NEM | Pumped Hydro | 0 | 0 | 0 | 0 | 0 | 0 | 0 | 0 | 0 | 0 | 0 | 0 | 0 | 0 | 0 | 0 | 0 | 0 | 0 | 0 | 0 | 0 | 0 | 0 | 0 | 0
NEM | Coordinated CER storage | 0 | 0 | 0 | 0 | 0 | 0 | 0 | 0 | 0 | 0 | 0 | 0 | 0 | 0 | 0 | 0 | 0 | 0 | 0 | 0 | 0 | 0 | 0 | 0 | 0 | 0
Total excluding storage |  | 0 | 0 | 0 | 239852.6872 | 53147.1066 | 66492.874 | 0 | 0 | 0 | 0 | 0 | 0 | 0 | 0 | 0 | 0 | 0 | 0 | 0 | 0 | 0 | 0 | 0 | 0 | 0 | 0
Region | Technology | 2024-25 | 2025-26 | 2026-27 | 2027-28 | 2028-29 | 2029-30 | 2030-31 | 2031-32 | 2032-33 | 2033-34 | 2034-35 | 2035-36 | 2036-37 | 2037-38 | 2038-39 | 2039-40 | 2040-41 | 2041-42 | 2042-43 | 2043-44 | 2044-45 | 2045-46 | 2046-47 | 2047-48 | 2048-49 | 2049-50
NSW1 | Black Coal | 0 | 0 | 0 | 33371.6043 | 51348.9745 | 39198.3494 | 0 | 0 | 0 | 0 | 0 | 0 | 0 | 0 | 0 | 0 | 0 | 0 | 0 | 0 | 0 | 0 | 0 | 0 | 0 | 0
NSW1 | Brown Coal | 0 | 0 | 0 | 0 | 0 | 0 | 0 | 0 | 0 | 0 | 0 | 0 | 0 | 0 | 0 | 0 | 0 | 0 | 0 | 0 | 0 | 0 | 0 | 0 | 0 | 0
NSW1 | CCGT | 0 | 0 | 0 | 0 | 0 | 0 | 0 | 0 | 0 | 0 | 0 | 0 | 0 | 0 | 0 | 0 | 0 | 0 | 0 | 0 | 0 | 0 | 0 | 0 | 0 | 0
NSW1 | Gas - Steam | 0 | 0 | 0 | 0 | 0 | 0 | 0 | 0 | 0 | 0 | 0 | 0 | 0 | 0 | 0 | 0 | 0 | 0 | 0 | 0 | 0 | 0 | 0 | 0 | 0 | 0
NSW1 | OCGT / Diesel | 0 | 0 | 0 | 0 | 0 | 0 | 0 | 0 | 0 | 0 | 0 | 0 | 0 | 0 | 0 | 0 | 0 | 0 | 0 | 0 | 0 | 0 | 0 | 0 | 0 | 0
NSW1 | Hydro | 0 | 0 | 0 | 0 | 0 | 0 | 0 | 0 | 0 | 0 | 0 | 0 | 0 | 0 | 0 | 0 | 0 | 0 | 0 | 0 | 0 | 0 | 0 | 0 | 0 | 0
NSW1 | Hydrogen Turbine | 0 | 0 | 0 | 0 | 0 | 0 | 0 | 0 | 0 | 0 | 0 | 0 | 0 | 0 | 0 | 0 | 0 | 0 | 0 | 0 | 0 | 0 | 0 | 0 | 0 | 0
NSW1 | Wind | 0 | 0 | 0 | 0 | 0 | 0 | 0 | 0 | 0 | 0 | 0 | 0 | 0 | 0 | 0 | 0 | 0 | 0 | 0 | 0 | 0 | 0 | 0 | 0 | 0 | 0
NSW1 | Solar PV | 0 | 0 | 0 | 0 | 0 | 0 | 0 | 0 | 0 | 0 | 0 | 0 | 0 | 0 | 0 | 0 | 0 | 0 | 0 | 0 | 0 | 0 | 0 | 0 | 0 | 0
NSW1 | Grid Battery | 0 | 0 | 0 | 0 | 0 | 0 | 0 | 0 | 0 | 0 | 0 | 0 | 0 | 0 | 0 | 0 | 0 | 0 | 0 | 0 | 0 | 0 | 0 | 0 | 0 | 0
NSW1 | Pumped Hydro | 0 | 0 | 0 | 0 | 0 | 0 | 0 | 0 | 0 | 0 | 0 | 0 | 0 | 0 | 0 | 0 | 0 | 0 | 0 | 0 | 0 | 0 | 0 | 0 | 0 | 0
NSW1 | Coordinated CER storage | 0 | 0 | 0 | 0 | 0 | 0 | 0 | 0 | 0 | 0 | 0 | 0 | 0 | 0 | 0 | 0 | 0 | 0 | 0 | 0 | 0 | 0 | 0 | 0 | 0 | 0
Total excluding storage |  | 0 | 0 | 0 | 33371.6043 | 51348.9745 | 39198.3494 | 0 | 0 | 0 | 0 | 0 | 0 | 0 | 0 | 0 | 0 | 0 | 0 | 0 | 0 | 0 | 0 | 0 | 0 | 0 | 0
Region | Technology | 2024-25 | 2025-26 | 2026-27 | 2027-28 | 2028-29 | 2029-30 | 2030-31 | 2031-32 | 2032-33 | 2033-34 | 2034-35 | 2035-36 | 2036-37 | 2037-38 | 2038-39 | 2039-40 | 2040-41 | 2041-42 | 2042-43 | 2043-44 | 2044-45 | 2045-46 | 2046-47 | 2047-48 | 2048-49 | 2049-50
QLD1 | Black Coal | 0 | 0 | 0 | 136013.7915 | 0.00044667 | 27294.478 | 0 | 0 | 0 | 0 | 0 | 0 | 0 | 0 | 0 | 0 | 0 | 0 | 0 | 0 | 0 | 0 | 0 | 0 | 0 | 0
QLD1 | Brown Coal | 0 | 0 | 0 | 0 | 0 | 0 | 0 | 0 | 0 | 0 | 0 | 0 | 0 | 0 | 0 | 0 | 0 | 0 | 0 | 0 | 0 | 0 | 0 | 0 | 0 | 0
QLD1 | CCGT | 0 | 0 | 0 | 0 | 0 | 0 | 0 | 0 | 0 | 0 | 0 | 0 | 0 | 0 | 0 | 0 | 0 | 0 | 0 | 0 | 0 | 0 | 0 | 0 | 0 | 0
QLD1 | Gas - Steam | 0 | 0 | 0 | 0 | 0 | 0 | 0 | 0 | 0 | 0 | 0 | 0 | 0 | 0 | 0 | 0 | 0 | 0 | 0 | 0 | 0 | 0 | 0 | 0 | 0 | 0
QLD1 | OCGT / Diesel | 0 | 0 | 0 | 0 | 0 | 0 | 0 | 0 | 0 | 0 | 0 | 0 | 0 | 0 | 0 | 0 | 0 | 0 | 0 | 0 | 0 | 0 | 0 | 0 | 0 | 0
QLD1 | Hydro | 0 | 0 | 0 | 0 | 0 | 0 | 0 | 0 | 0 | 0 | 0 | 0 | 0 | 0 | 0 | 0 | 0 | 0 | 0 | 0 | 0 | 0 | 0 | 0 | 0 | 0
QLD1 | Hydrogen Turbine | 0 | 0 | 0 | 0 | 0 | 0 | 0 | 0 | 0 | 0 | 0 | 0 | 0 | 0 | 0 | 0 | 0 | 0 | 0 | 0 | 0 | 0 | 0 | 0 | 0 | 0
QLD1 | Wind | 0 | 0 | 0 | 0 | 0 | 0 | 0 | 0 | 0 | 0 | 0 | 0 | 0 | 0 | 0 | 0 | 0 | 0 | 0 | 0 | 0 | 0 | 0 | 0 | 0 | 0
QLD1 | Solar PV | 0 | 0 | 0 | 0 | 0 | 0 | 0 | 0 | 0 | 0 | 0 | 0 | 0 | 0 | 0 | 0 | 0 | 0 | 0 | 0 | 0 | 0 | 0 | 0 | 0 | 0
QLD1 | Grid Battery | 0 | 0 | 0 | 0 | 0 | 0 | 0 | 0 | 0 | 0 | 0 | 0 | 0 | 0 | 0 | 0 | 0 | 0 | 0 | 0 | 0 | 0 | 0 | 0 | 0 | 0
QLD1 | Pumped Hydro | 0 | 0 | 0 | 0 | 0 | 0 | 0 | 0 | 0 | 0 | 0 | 0 | 0 | 0 | 0 | 0 | 0 | 0 | 0 | 0 | 0 | 0 | 0 | 0 | 0 | 0
QLD1 | Coordinated CER storage | 0 | 0 | 0 | 0 | 0 | 0 | 0 | 0 | 0 | 0 | 0 | 0 | 0 | 0 | 0 | 0 | 0 | 0 | 0 | 0 | 0 | 0 | 0 | 0 | 0 | 0
Total excluding storage |  | 0 | 0 | 0 | 136013.7915 | 0.00044667 | 27294.478 | 0 | 0 | 0 | 0 | 0 | 0 | 0 | 0 | 0 | 0 | 0 | 0 | 0 | 0 | 0 | 0 | 0 | 0 | 0 | 0
Region | Technology | 2024-25 | 2025-26 | 2026-27 | 2027-28 | 2028-29 | 2029-30 | 2030-31 | 2031-32 | 2032-33 | 2033-34 | 2034-35 | 2035-36 | 2036-37 | 2037-38 | 2038-39 | 2039-40 | 2040-41 | 2041-42 | 2042-43 | 2043-44 | 2044-45 | 2045-46 | 2046-47 | 2047-48 | 2048-49 | 2049-50
VIC1 | Black Coal | 0 | 0 | 0 | 0 | 0 | 0 | 0 | 0 | 0 | 0 | 0 | 0 | 0 | 0 | 0 | 0 | 0 | 0 | 0 | 0 | 0 | 0 | 0 | 0 | 0 | 0
VIC1 | Brown Coal | 0 | 0 | 0 | 70467.2914 | 1798.1316 | 0.046582 | 0 | 0 | 0 | 0 | 0 | 0 | 0 | 0 | 0 | 0 | 0 | 0 | 0 | 0 | 0 | 0 | 0 | 0 | 0 | 0
VIC1 | CCGT | 0 | 0 | 0 | 0 | 0 | 0 | 0 | 0 | 0 | 0 | 0 | 0 | 0 | 0 | 0 | 0 | 0 | 0 | 0 | 0 | 0 | 0 | 0 | 0 | 0 | 0
VIC1 | Gas - Steam | 0 | 0 | 0 | 0 | 0 | 0 | 0 | 0 | 0 | 0 | 0 | 0 | 0 | 0 | 0 | 0 | 0 | 0 | 0 | 0 | 0 | 0 | 0 | 0 | 0 | 0
VIC1 | OCGT / Diesel | 0 | 0 | 0 | 0 | 0 | 0 | 0 | 0 | 0 | 0 | 0 | 0 | 0 | 0 | 0 | 0 | 0 | 0 | 0 | 0 | 0 | 0 | 0 | 0 | 0 | 0
VIC1 | Hydro | 0 | 0 | 0 | 0 | 0 | 0 | 0 | 0 | 0 | 0 | 0 | 0 | 0 | 0 | 0 | 0 | 0 | 0 | 0 | 0 | 0 | 0 | 0 | 0 | 0 | 0
VIC1 | Hydrogen Turbine | 0 | 0 | 0 | 0 | 0 | 0 | 0 | 0 | 0 | 0 | 0 | 0 | 0 | 0 | 0 | 0 | 0 | 0 | 0 | 0 | 0 | 0 | 0 | 0 | 0 | 0
VIC1 | Wind | 0 | 0 | 0 | 0 | 0 | 0 | 0 | 0 | 0 | 0 | 0 | 0 | 0 | 0 | 0 | 0 | 0 | 0 | 0 | 0 | 0 | 0 | 0 | 0 | 0 | 0
VIC1 | Solar PV | 0 | 0 | 0 | 0 | 0 | 0 | 0 | 0 | 0 | 0 | 0 | 0 | 0 | 0 | 0 | 0 | 0 | 0 | 0 | 0 | 0 | 0 | 0 | 0 | 0 | 0
VIC1 | Grid Battery | 0 | 0 | 0 | 0 | 0 | 0 | 0 | 0 | 0 | 0 | 0 | 0 | 0 | 0 | 0 | 0 | 0 | 0 | 0 | 0 | 0 | 0 | 0 | 0 | 0 | 0
VIC1 | Pumped Hydro | 0 | 0 | 0 | 0 | 0 | 0 | 0 | 0 | 0 | 0 | 0 | 0 | 0 | 0 | 0 | 0 | 0 | 0 | 0 | 0 | 0 | 0 | 0 | 0 | 0 | 0
VIC1 | Coordinated CER storage | 0 | 0 | 0 | 0 | 0 | 0 | 0 | 0 | 0 | 0 | 0 | 0 | 0 | 0 | 0 | 0 | 0 | 0 | 0 | 0 | 0 | 0 | 0 | 0 | 0 | 0
Total excluding storage |  | 0 | 0 | 0 | 70467.2914 | 1798.1316 | 0.046582 | 0 | 0 | 0 | 0 | 0 | 0 | 0 | 0 | 0 | 0 | 0 | 0 | 0 | 0 | 0 | 0 | 0 | 0 | 0 | 0
Region | Technology | 2024-25 | 2025-26 | 2026-27 | 2027-28 | 2028-29 | 2029-30 | 2030-31 | 2031-32 | 2032-33 | 2033-34 | 2034-35 | 2035-36 | 2036-37 | 2037-38 | 2038-39 | 2039-40 | 2040-41 | 2041-42 | 2042-43 | 2043-44 | 2044-45 | 2045-46 | 2046-47 | 2047-48 | 2048-49 | 2049-50
SA1 | Black Coal | 0 | 0 | 0 | 0 | 0 | 0 | 0 | 0 | 0 | 0 | 0 | 0 | 0 | 0 | 0 | 0 | 0 | 0 | 0 | 0 | 0 | 0 | 0 | 0 | 0 | 0
SA1 | Brown Coal | 0 | 0 | 0 | 0 | 0 | 0 | 0 | 0 | 0 | 0 | 0 | 0 | 0 | 0 | 0 | 0 | 0 | 0 | 0 | 0 | 0 | 0 | 0 | 0 | 0 | 0
SA1 | CCGT | 0 | 0 | 0 | 0 | 0 | 0 | 0 | 0 | 0 | 0 | 0 | 0 | 0 | 0 | 0 | 0 | 0 | 0 | 0 | 0 | 0 | 0 | 0 | 0 | 0 | 0
SA1 | Gas - Steam | 0 | 0 | 0 | 0 | 0 | 0 | 0 | 0 | 0 | 0 | 0 | 0 | 0 | 0 | 0 | 0 | 0 | 0 | 0 | 0 | 0 | 0 | 0 | 0 | 0 | 0
SA1 | OCGT / Diesel | 0 | 0 | 0 | 0 | 0 | 0 | 0 | 0 | 0 | 0 | 0 | 0 | 0 | 0 | 0 | 0 | 0 | 0 | 0 | 0 | 0 | 0 | 0 | 0 | 0 | 0
SA1 | Hydro | 0 | 0 | 0 | 0 | 0 | 0 | 0 | 0 | 0 | 0 | 0 | 0 | 0 | 0 | 0 | 0 | 0 | 0 | 0 | 0 | 0 | 0 | 0 | 0 | 0 | 0
SA1 | Hydrogen Turbine | 0 | 0 | 0 | 0 | 0 | 0 | 0 | 0 | 0 | 0 | 0 | 0 | 0 | 0 | 0 | 0 | 0 | 0 | 0 | 0 | 0 | 0 | 0 | 0 | 0 | 0
SA1 | Wind | 0 | 0 | 0 | 0 | 0 | 0 | 0 | 0 | 0 | 0 | 0 | 0 | 0 | 0 | 0 | 0 | 0 | 0 | 0 | 0 | 0 | 0 | 0 | 0 | 0 | 0
SA1 | Solar PV | 0 | 0 | 0 | 0 | 0 | 0 | 0 | 0 | 0 | 0 | 0 | 0 | 0 | 0 | 0 | 0 | 0 | 0 | 0 | 0 | 0 | 0 | 0 | 0 | 0 | 0
SA1 | Grid Battery | 0 | 0 | 0 | 0 | 0 | 0 | 0 | 0 | 0 | 0 | 0 | 0 | 0 | 0 | 0 | 0 | 0 | 0 | 0 | 0 | 0 | 0 | 0 | 0 | 0 | 0
SA1 | Pumped Hydro | 0 | 0 | 0 | 0 | 0 | 0 | 0 | 0 | 0 | 0 | 0 | 0 | 0 | 0 | 0 | 0 | 0 | 0 | 0 | 0 | 0 | 0 | 0 | 0 | 0 | 0
SA1 | Coordinated CER storage | 0 | 0 | 0 | 0 | 0 | 0 | 0 | 0 | 0 | 0 | 0 | 0 | 0 | 0 | 0 | 0 | 0 | 0 | 0 | 0 | 0 | 0 | 0 | 0 | 0 | 0
Total excluding storage |  | 0 | 0 | 0 | 0 | 0 | 0 | 0 | 0 | 0 | 0 | 0 | 0 | 0 | 0 | 0 | 0 | 0 | 0 | 0 | 0 | 0 | 0 | 0 | 0 | 0 | 0
Region | Technology | 2024-25 | 2025-26 | 2026-27 | 2027-28 | 2028-29 | 2029-30 | 2030-31 | 2031-32 | 2032-33 | 2033-34 | 2034-35 | 2035-36 | 2036-37 | 2037-38 | 2038-39 | 2039-40 | 2040-41 | 2041-42 | 2042-43 | 2043-44 | 2044-45 | 2045-46 | 2046-47 | 2047-48 | 2048-49 | 2049-50
TAS1 | Black Coal | 0 | 0 | 0 | 0 | 0 | 0 | 0 | 0 | 0 | 0 | 0 | 0 | 0 | 0 | 0 | 0 | 0 | 0 | 0 | 0 | 0 | 0 | 0 | 0 | 0 | 0
TAS1 | Brown Coal | 0 | 0 | 0 | 0 | 0 | 0 | 0 | 0 | 0 | 0 | 0 | 0 | 0 | 0 | 0 | 0 | 0 | 0 | 0 | 0 | 0 | 0 | 0 | 0 | 0 | 0
TAS1 | CCGT | 0 | 0 | 0 | 0 | 0 | 0 | 0 | 0 | 0 | 0 | 0 | 0 | 0 | 0 | 0 | 0 | 0 | 0 | 0 | 0 | 0 | 0 | 0 | 0 | 0 | 0
TAS1 | Gas - Steam | 0 | 0 | 0 | 0 | 0 | 0 | 0 | 0 | 0 | 0 | 0 | 0 | 0 | 0 | 0 | 0 | 0 | 0 | 0 | 0 | 0 | 0 | 0 | 0 | 0 | 0
TAS1 | OCGT / Diesel | 0 | 0 | 0 | 0 | 0 | 0 | 0 | 0 | 0 | 0 | 0 | 0 | 0 | 0 | 0 | 0 | 0 | 0 | 0 | 0 | 0 | 0 | 0 | 0 | 0 | 0
TAS1 | Hydro | 0 | 0 | 0 | 0 | 0 | 0 | 0 | 0 | 0 | 0 | 0 | 0 | 0 | 0 | 0 | 0 | 0 | 0 | 0 | 0 | 0 | 0 | 0 | 0 | 0 | 0
TAS1 | Hydrogen Turbine | 0 | 0 | 0 | 0 | 0 | 0 | 0 | 0 | 0 | 0 | 0 | 0 | 0 | 0 | 0 | 0 | 0 | 0 | 0 | 0 | 0 | 0 | 0 | 0 | 0 | 0
TAS1 | Wind | 0 | 0 | 0 | 0 | 0 | 0 | 0 | 0 | 0 | 0 | 0 | 0 | 0 | 0 | 0 | 0 | 0 | 0 | 0 | 0 | 0 | 0 | 0 | 0 | 0 | 0
TAS1 | Solar PV | 0 | 0 | 0 | 0 | 0 | 0 | 0 | 0 | 0 | 0 | 0 | 0 | 0 | 0 | 0 | 0 | 0 | 0 | 0 | 0 | 0 | 0 | 0 | 0 | 0 | 0
TAS1 | Grid Battery | 0 | 0 | 0 | 0 | 0 | 0 | 0 | 0 | 0 | 0 | 0 | 0 | 0 | 0 | 0 | 0 | 0 | 0 | 0 | 0 | 0 | 0 | 0 | 0 | 0 | 0
TAS1 | Pumped Hydro | 0 | 0 | 0 | 0 | 0 | 0 | 0 | 0 | 0 | 0 | 0 | 0 | 0 | 0 | 0 | 0 | 0 | 0 | 0 | 0 | 0 | 0 | 0 | 0 | 0 | 0
TAS1 | Coordinated CER storage | 0 | 0 | 0 | 0 | 0 | 0 | 0 | 0 | 0 | 0 | 0 | 0 | 0 | 0 | 0 | 0 | 0 | 0 | 0 | 0 | 0 | 0 | 0 | 0 | 0 | 0
Total excluding storage |  | 0 | 0 | 0 | 0 | 0 | 0 | 0 | 0 | 0 | 0 | 0 | 0 | 0 | 0 | 0 | 0 | 0 | 0 | 0 | 0 | 0 | 0 | 0 | 0 | 0 | 0

## BaseCase_REZ Tx Cost
REZ transmission expansion cost by region ($000s) - BaseCase, Green Energy Exports scenario
REZ Expansion | Real June 2023 dollars discounted to 1 July 2023. As with the total capital costs, the REZ transmission expansion costs are annualised for modelling purposes.
Explicitly modelled generation
Region | Technology | 2024-25 | 2025-26 | 2026-27 | 2027-28 | 2028-29 | 2029-30 | 2030-31 | 2031-32 | 2032-33 | 2033-34 | 2034-35 | 2035-36 | 2036-37 | 2037-38 | 2038-39 | 2039-40 | 2040-41 | 2041-42 | 2042-43 | 2043-44 | 2044-45 | 2045-46 | 2046-47 | 2047-48 | 2048-49 | 2049-50
NSW1 | Transmission | 2626.8746 | 62560.937 | 65107.7968 | 74860.1366 | 81567.2399 | 76231.0654 | 71243.9863 | 66759.3966 | 62215.723 | 58145.5357 | 54341.6222 | 50920.9844 | 47455.28 | 44350.729 | 41449.2795 | 38840.175 | 36196.6959 | 33843.161 | 31662.7447 | 29669.6724 | 27650.3417 | 28005.0273 | 26172.9228 | 24525.418 | 22856.2076 | 21447.3439
QLD1 | Transmission | 89.7002 | 109.2165 | 2139.3259 | 4953.2572 | 17422.341 | 16288.0493 | 15222.4765 | 14264.2691 | 13293.4374 | 13635.959 | 18493.185 | 26348.5419 | 32048.903 | 29954.1125 | 27994.4986 | 27099.5832 | 26008.0285 | 27374.3556 | 25587.1413 | 23978.1931 | 22347.8936 | 20888.5084 | 19522.8773 | 18297.592 | 17084.9495 | 16117.0813
VIC1 | Transmission | 3.6947e-05 | 10435.2158 | 9758.0654 | 9151.8466 | 8528.9681 | 7970.9982 | 7449.5311 | 6980.606 | 6505.503 | 6079.9094 | 5682.1583 | 5324.484 | 4962.0973 | 4637.4741 | 4334.088 | 4061.2705 | 3784.8587 | 3537.2512 | 3305.8423 | 3097.7497 | 2886.9156 | 2698.052 | 2521.5439 | 2362.8206 | 2202.006 | 2057.9497
SA1 | Transmission | 70.8386 | 601.6094 | 12825.6818 | 12495.9433 | 35660.1031 | 33330.6832 | 31150.1712 | 29189.3639 | 27202.7231 | 25423.1058 | 23759.912 | 22264.2988 | 20748.9811 | 19391.5713 | 18122.964 | 17118.7493 | 16181.0911 | 15479.5993 | 14510.63 | 13597.231 | 12921.2005 | 12257.1389 | 11633.1911 | 10900.9177 | 10207.1102 | 9870.4566
TAS1 | Transmission | 0.00064352 | 0.000829 | 0.00080692 | 0.00079502 | 0.00077754 | 0.0007786 | 0.00074916 | 0.00074149 | 0.00076854 | 0.00076958 | 0.00075458 | 0.00078719 | 0.00078808 | 0.00077761 | 0.00080161 | 0.00078874 | 0.00077893 | 0.00078947 | 0.00079331 | 0.00078566 | 0.00079111 | 0.00080357 | 0.00080611 | 0.000818 | 0.00081966 | 0.00083764
NEM | Total | 2787.414 | 73706.9795 | 89830.8707 | 101461.1845 | 143178.6529 | 133820.7968 | 125066.1659 | 117193.6364 | 109217.3873 | 103284.5107 | 102276.8783 | 104858.3098 | 105215.2622 | 98333.8877 | 91900.8308 | 87119.7788 | 82170.675 | 80234.3678 | 75066.3591 | 70342.847 | 65806.3521 | 63848.7274 | 59850.5359 | 56086.7491 | 52350.2741 | 49492.8323

## BaseCase_USE+DSP Cost
USE+DSP cost by region ($000s) - BaseCase, Green Energy Exports scenario
USE+DSP | Real June 2023 dollars discounted to 1 July 2023.
Explicitly modelled generation
Region | Technology | 2024-25 | 2025-26 | 2026-27 | 2027-28 | 2028-29 | 2029-30 | 2030-31 | 2031-32 | 2032-33 | 2033-34 | 2034-35 | 2035-36 | 2036-37 | 2037-38 | 2038-39 | 2039-40 | 2040-41 | 2041-42 | 2042-43 | 2043-44 | 2044-45 | 2045-46 | 2046-47 | 2047-48 | 2048-49 | 2049-50
NSW1 | USE+DSP | 0.015336 | 149783.3803 | 2044.3407 | 4483.1842 | 27299.566 | 321.5572 | 0.015386 | 0.015409 | 0.015377 | 0.015543 | 0.015604 | 6160.2749 | 0.01557 | 7405.3049 | 0.015569 | 0.015621 | 0.015638 | 6623.5802 | 203.8524 | 1764.2202 | 5816.1167 | 188.9688 | 991.5753 | 3359.23 | 7.9174 | 164.9542
QLD1 | USE+DSP | 0.02093 | 0.024964 | 80.3842 | 0.027226 | 106404.7568 | 27472.5973 | 62.7308 | 0.021348 | 213.7953 | 2581.4639 | 18289.6088 | 68459.5271 | 0.023369 | 48144.4233 | 0.023535 | 7.5503 | 21.3654 | 966.5737 | 194.5111 | 622.9559 | 1278.4551 | 279.3433 | 3111.916 | 0.023935 | 573.4091 | 244.2426
VIC1 | USE+DSP | 0.011515 | 0.011797 | 0.012036 | 7437.8248 | 11899.3396 | 10840.4035 | 0.011654 | 0.011647 | 12970.4098 | 159.396 | 0.011826 | 8032.5519 | 0.011741 | 7894.2301 | 0.011723 | 0.011772 | 0.011753 | 4978.417 | 0.011769 | 0.011827 | 5310.4489 | 159.8814 | 2506.6802 | 0.011795 | 199.1412 | 131.8075
SA1 | USE+DSP | 0.020723 | 0.02352 | 13455.3631 | 1008.877 | 5795.1288 | 29314.8226 | 0.021023 | 19.6225 | 398.8031 | 49.4253 | 123.1392 | 405.474 | 11.1222 | 452.5184 | 0.022531 | 94.6652 | 107.9293 | 181.9875 | 0.023104 | 147.6258 | 340.9682 | 71.0961 | 84.248 | 10.9292 | 169.5806 | 121.3904
TAS1 | USE+DSP | 0.012313 | 0.011232 | 0.011179 | 0.011206 | 0.01117 | 0.011158 | 0.011155 | 0.011169 | 0.011144 | 0.01114 | 0.011128 | 0.011146 | 0.011107 | 0.0111 | 0.011092 | 0.011108 | 0.011063 | 0.012219 | 0.011054 | 0.011073 | 0.011026 | 0.01102 | 0.011015 | 0.011037 | 0.012146 | 0.01098
NEM | Total | 0.080817 | 149783.4518 | 15580.1112 | 12929.9245 | 151398.8025 | 67949.3917 | 62.79 | 19.682 | 13583.0348 | 2790.3119 | 18412.7866 | 83057.8389 | 11.184 | 63896.4878 | 0.084451 | 102.254 | 129.3331 | 12750.5707 | 398.4094 | 2534.8248 | 12745.9998 | 699.3005 | 6694.4304 | 3370.206 | 950.0605 | 662.4057

## BaseCase_SyncCon Cost
SyncCon cost by region ($000s) - BaseCase, Green Energy Exports scenario
SyncCon | Real June 2023 dollars discounted to 1 July 2023. SyncCon is only explicitly modelled in Tasmania, mainland NEM regions have SyncCon costs built into new entrant costs.
Explicitly modelled generation
Region | Technology | 2024-25 | 2025-26 | 2026-27 | 2027-28 | 2028-29 | 2029-30 | 2030-31 | 2031-32 | 2032-33 | 2033-34 | 2034-35 | 2035-36 | 2036-37 | 2037-38 | 2038-39 | 2039-40 | 2040-41 | 2041-42 | 2042-43 | 2043-44 | 2044-45 | 2045-46 | 2046-47 | 2047-48 | 2048-49 | 2049-50
NSW1 | SyncCon | 0 | 0 | 0 | 0 | 0 | 0 | 0 | 0 | 0 | 0 | 0 | 0 | 0 | 0 | 0 | 0 | 0 | 0 | 0 | 0 | 0 | 0 | 0 | 0 | 0 | 0
QLD1 | SyncCon | 0 | 0 | 0 | 0 | 0 | 0 | 0 | 0 | 0 | 0 | 0 | 0 | 0 | 0 | 0 | 0 | 0 | 0 | 0 | 0 | 0 | 0 | 0 | 0 | 0 | 0
VIC1 | SyncCon | 0 | 0 | 0 | 0 | 0 | 0 | 0 | 0 | 0 | 0 | 0 | 0 | 0 | 0 | 0 | 0 | 0 | 0 | 0 | 0 | 0 | 0 | 0 | 0 | 0 | 0
SA1 | SyncCon | 0 | 0 | 0 | 0 | 0 | 0 | 0 | 0 | 0 | 0 | 0 | 0 | 0 | 0 | 0 | 0 | 0 | 0 | 0 | 0 | 0 | 0 | 0 | 0 | 0 | 0
TAS1 | SyncCon | 0 | 0 | 0 | 0 | 0 | 889.5598 | 919.4029 | 1119.5709 | 766.4784 | 673.5531 | 652.7094 | 659.078 | 640.4895 | 562.1988 | 534.7087 | 579.4769 | 643.4014 | 548.4123 | 499.243 | 489.3862 | 524.255 | 452.2651 | 367.0777 | 356.1577 | 324.0255 | 350.1584
NEM | Total | 0 | 0 | 0 | 0 | 0 | 889.5598 | 919.4029 | 1119.5709 | 766.4784 | 673.5531 | 652.7094 | 659.078 | 640.4895 | 562.1988 | 534.7087 | 579.4769 | 643.4014 | 548.4123 | 499.243 | 489.3862 | 524.255 | 452.2651 | 367.0777 | 356.1577 | 324.0255 | 350.1584

## Marinus_S1_CF
Annual capacity factor by technology - Marinus_S1, Green Energy Exports scenario
Explicitly modelled generation
Region | Technology | 2024-25 | 2025-26 | 2026-27 | 2027-28 | 2028-29 | 2029-30 | 2030-31 | 2031-32 | 2032-33 | 2033-34 | 2034-35 | 2035-36 | 2036-37 | 2037-38 | 2038-39 | 2039-40 | 2040-41 | 2041-42 | 2042-43 | 2043-44 | 2044-45 | 2045-46 | 2046-47 | 2047-48 | 2048-49 | 2049-50
NEM | Black Coal | 53.74% | 41.2% | 42.37% | 58.63% | 53.08% | 52.44% | 59.14% | 58.81% | 64.02% | 68.58% | 61.93% | 70.82% | 71.89% | 69.57% | 73.92% | 73.42% | 69.31% | 69.08% | 68.21% | 71.33% | 71.26% | 62.84% | 65.81% | 68.87% | 68.49% | 66.22%
NEM | Brown Coal | 71.42% | 60.05% | 49.79% | 62.76% | 62.4% | 62.27% | 66.99% | 62.29% | 74.07% | 76.3% | - | - | - | - | - | - | - | - | - | - | - | - | - | - | - | -
NEM | CCGT | 6.317% | 3.83% | 5.367% | 16.92% | 16.6% | 16.46% | 15.68% | 17.34% | 16.35% | 28.81% | 28.49% | 33.6% | 36.99% | 43.44% | 41.25% | 41.41% | 44.55% | 49.77% | 53.02% | 52.49% | 49.04% | 58.4% | 62.84% | 61.74% | 60.87% | 60.6%
NEM | Gas - Steam | 0.5228% | 24.4% | 48.01% | 58.41% | 63.51% | 56.64% | 4.179% | 3.727% | 19% | 33.68% | 30.85% | 18.74% | 20.29% | 16.89% | 17.98% | - | - | - | - | - | - | - | - | - | - | -
NEM | OCGT / Diesel | 0.1086% | 0.09133% | 0.1663% | 1.415% | 1.988% | 2.589% | 0.684% | 0.7365% | 2.339% | 3.459% | 8.171% | 5.75% | 6.931% | 7.504% | 7.79% | 12.25% | 20.19% | 12.82% | 12.92% | 16.67% | 11.64% | 13.54% | 12.61% | 15.48% | 19.18% | 20.63%
NEM | Hydro | 22.42% | 25.18% | 20.93% | 18.65% | 22.44% | 26.13% | 24.87% | 23.08% | 23.26% | 25.42% | 25.44% | 24.1% | 21.34% | 25.56% | 22.68% | 21.88% | 20.92% | 20.66% | 22.34% | 23% | 21.76% | 19.88% | 25.01% | 22.25% | 22.53% | 21.19%
NEM | Hydrogen Turbine | - | 0.1384% | 34.72% | 3.175% | 24.31% | 28.82% | 0.005174% | 1.116e-06% | 0.07136% | 0.02069% | 0.01552% | 0.1252% | 0.0252% | 0.3656% | 1.898e-06% | 0.009919% | 0.003585% | 0.1349% | 0.01597% | 0.06954% | 0.4489% | 0.1012% | 0.08397% | 4.938e-06% | 0.5623% | 0.1766%
NEM | Wind | 31.93% | 31.61% | 32.43% | 33.88% | 32.48% | 32.23% | 33.8% | 35.14% | 34.44% | 33.95% | 34.11% | 35.88% | 36.21% | 35.25% | 35.36% | 35.09% | 35.99% | 34.57% | 34.19% | 34.14% | 35.66% | 35.51% | 35.13% | 35% | 34.37% | 35.26%
NEM | Solar PV | 24.45% | 22.1% | 21.58% | 23.59% | 21.48% | 22.78% | 25.65% | 25.46% | 26.02% | 25.29% | 24.7% | 25.92% | 26.28% | 22.78% | 24.49% | 25.74% | 25.88% | 25.71% | 25.29% | 24.11% | 25.28% | 24.92% | 21.48% | 23.02% | 24.2% | 23.91%
NEM | Grid Battery | 7.28% | 10.33% | 11.42% | 10.97% | 9.406% | 8.462% | 8.24% | 7.364% | 6.98% | 6.512% | 6.084% | 6.515% | 6.506% | 5.708% | 5.938% | 5.886% | 5.693% | 6.888% | 7.088% | 7.215% | 10.18% | 9.933% | 9.037% | 9.659% | 9.912% | 10.17%
NEM | Pumped Hydro | 16.93% | 15.25% | 16.26% | 15.9% | 18.49% | 23.03% | 21.29% | 21.02% | 21.84% | 23.03% | 23.24% | 24.12% | 23.55% | 21.77% | 21.49% | 22.41% | 21.92% | 22.6% | 23.55% | 25.03% | 25.78% | 26.02% | 23.51% | 23.29% | 25.2% | 24.49%
NEM | Coordinated CER storage | 9.498% | 8.049% | 8.558% | 8.785% | 7.93% | 8.152% | 9.083% | 9.574% | 10.47% | 10.88% | 11.01% | 11.9% | 12.31% | 11.86% | 12.54% | 12.8% | 12.8% | 12.87% | 13.36% | 13.32% | 13.83% | 14.07% | 13.44% | 13.88% | 13.99% | 13.87%
Region | Technology | 2024-25 | 2025-26 | 2026-27 | 2027-28 | 2028-29 | 2029-30 | 2030-31 | 2031-32 | 2032-33 | 2033-34 | 2034-35 | 2035-36 | 2036-37 | 2037-38 | 2038-39 | 2039-40 | 2040-41 | 2041-42 | 2042-43 | 2043-44 | 2044-45 | 2045-46 | 2046-47 | 2047-48 | 2048-49 | 2049-50
NSW1 | Black Coal | 49.93% | 34.92% | 45.61% | 58.29% | 52.69% | 52.18% | 57.6% | 55.66% | 63.07% | 71.72% | 61.8% | 66.75% | 70.38% | 66.89% | 69.76% | 70.17% | - | - | - | - | - | - | - | - | - | -
NSW1 | Brown Coal | bar: 2024-25 to 2049-50
NSW1 | CCGT | 0.4289% | 0.9066% | 1.803% | 19.67% | 21.15% | 21.24% | 23.44% | 21.16% | 19.02% | 43.66% | 45.85% | 42.29% | 36.99% | 47.34% | 41.99% | 43.54% | 49.05% | 40.56% | 52.11% | - | - | - | - | - | - | -
NSW1 | Gas - Steam | bar: 2024-25 to 2049-50
NSW1 | OCGT / Diesel | 0.02194% | 0.2532% | 0.2097% | 1.335% | 1.733% | 3.389% | 0.05894% | 0.009335% | 2.114% | 1.406% | 9.364% | 6.255% | 7.22% | 4.407% | 5.217% | 7.764% | 18.67% | 9.439% | 10.17% | 14.87% | 12.22% | 10.58% | 10.28% | 15.13% | 15.57% | 18.07%
NSW1 | Hydro | 15.37% | 14.75% | 15.67% | 12.88% | 17% | 15% | 12.35% | 12.69% | 11.44% | 14.52% | 15.35% | 14.44% | 11.72% | 17.16% | 14.28% | 12.54% | 13.03% | 12.28% | 14.51% | 15.88% | 14.65% | 12.86% | 18.07% | 14.34% | 14.08% | 14.09%
NSW1 | Hydrogen Turbine | bar: 2024-25 to 2049-50
NSW1 | Wind | 33.99% | 33.87% | 34.18% | 34.28% | 33.4% | 30.84% | 32.81% | 34.11% | 34.42% | 34.08% | 34.28% | 35.77% | 35.9% | 35.48% | 32.7% | 34.17% | 33.86% | 34.13% | 33.51% | 33.11% | 34.61% | 34.07% | 34.81% | 31.92% | 32.68% | 31.58%
NSW1 | Solar PV | 25.45% | 23.75% | 24.86% | 24.67% | 22.73% | 23.72% | 26.6% | 26.37% | 26.57% | 26.21% | 25.48% | 26.85% | 26.96% | 23.44% | 24.58% | 26.52% | 26.41% | 26.08% | 25.36% | 24.09% | 25.84% | 25.12% | 21.84% | 22.89% | 24.75% | 24.37%
NSW1 | Grid Battery | 38.87% | 17.01% | 19.68% | 20.97% | 19.08% | 20.15% | 21.08% | 20.65% | 21.01% | 20.62% | 19.42% | 20.73% | 22.01% | 20.37% | 21.17% | 21.37% | 20.99% | 18.29% | 18.45% | 18% | 22.86% | 22.72% | 21.01% | 21.83% | 22.11% | 21.36%
NSW1 | Pumped Hydro | 16.97% | 14.72% | 17.46% | 16.76% | 19.47% | 25.63% | 21.25% | 21.35% | 21.9% | 22.46% | 23.37% | 24.27% | 23.1% | 22.35% | 20.65% | 22.12% | 21.65% | 22.41% | 23.27% | 25.48% | 26.41% | 26.81% | 24.41% | 23.42% | 26.23% | 23.8%
NSW1 | Coordinated CER storage | 8.565% | 7.743% | 8.273% | 8.708% | 8.037% | 8.191% | 9.326% | 10.28% | 11.28% | 11.78% | 11.72% | 12.79% | 13.18% | 12.88% | 13.77% | 14.17% | 14.14% | 14.2% | 14.56% | 14.25% | 14.91% | 15.12% | 14.67% | 15.19% | 15.39% | 15.02%
Region | Technology | 2024-25 | 2025-26 | 2026-27 | 2027-28 | 2028-29 | 2029-30 | 2030-31 | 2031-32 | 2032-33 | 2033-34 | 2034-35 | 2035-36 | 2036-37 | 2037-38 | 2038-39 | 2039-40 | 2040-41 | 2041-42 | 2042-43 | 2043-44 | 2044-45 | 2045-46 | 2046-47 | 2047-48 | 2048-49 | 2049-50
QLD1 | Black Coal | 57.65% | 47.64% | 40.2% | 58.98% | 53.39% | 52.61% | 60.21% | 61.01% | 64.68% | 67.17% | 61.99% | 74.17% | 73.13% | 71.77% | 77.34% | 76.08% | 69.31% | 69.08% | 68.21% | 71.33% | 71.26% | 62.84% | 65.81% | 68.87% | 68.49% | 66.22%
QLD1 | Brown Coal | bar: 2024-25 to 2049-50
QLD1 | CCGT | 6.363% | 5.934% | 6.148% | 14.86% | 13.38% | 14.47% | 11.26% | 15.55% | 13.32% | 24.36% | 23.09% | 34.5% | 42.12% | 48.99% | 47.52% | 47.96% | 50.76% | 56.89% | 58.67% | 57.88% | 54.08% | 66.25% | 67.97% | 66.77% | 65.83% | 65.54%
QLD1 | Gas - Steam | bar: 2024-25 to 2049-50
QLD1 | OCGT / Diesel | 6.451e-07% | 8.249e-07% | 9.277e-07% | 0.2343% | 0.2179% | 0.2411% | 0.009796% | 2.11e-06% | 0.06209% | 0.1065% | 0.8065% | 3.488% | 6.476% | 6.678% | 7.209% | 11.83% | 20.93% | 8.87% | 10.73% | 13.89% | 12.96% | 17.6% | 14.6% | 17.94% | 22.46% | 24.99%
QLD1 | Hydro | 52.81% | 49.62% | 49.62% | 51.5% | 51.38% | 51.39% | 47.89% | 51.71% | 53.15% | 53.81% | 52.68% | 53.17% | 52.93% | 44.86% | 46.28% | 45.37% | 46.74% | 46.78% | - | - | - | - | - | - | - | -
QLD1 | Hydrogen Turbine | - | - | 50.2% | 6.289% | 48.47% | 56.14% | 0.01035% | 1.382e-06% | 0.01859% | 0.04138% | 0.03104% | 0.1125% | 1.528e-06% | 0.448% | 1.887e-06% | 2.122e-06% | 2.443e-06% | 0.1349% | 0.03194% | 0.02069% | 0.3805% | 0.1012% | 0.08996% | 4.82e-06% | 0.7075% | 0.1124%
QLD1 | Wind | 33.05% | 33.19% | 30.94% | 32.82% | 31.1% | 31.06% | 33.65% | 32.76% | 33.68% | 31.3% | 30.63% | 32.1% | 32.42% | 32.96% | 32.68% | 33.49% | 32.73% | 33.13% | 31.44% | 31.44% | 32.26% | 31.56% | 32.38% | 32.14% | 32.22% | 31.2%
QLD1 | Solar PV | 24.39% | 22.11% | 19.09% | 23.95% | 20.1% | 21.9% | 26.33% | 26.7% | 27.41% | 25.65% | 24.63% | 26.11% | 26.63% | 22.33% | 24.93% | 25.96% | 26.71% | 26.16% | 26.26% | 25.27% | 26% | 25.81% | 21.45% | 24.16% | 24.77% | 24.49%
QLD1 | Grid Battery | 7.922% | 7.091% | 7.985% | 8.307% | 7.94% | 8.355% | 8.198% | 8.109% | 8.187% | 7.942% | 7.863% | 7.872% | 7.478% | 7.373% | 7.576% | 7.472% | 7.331% | 10.57% | 10.63% | 10.46% | 11.39% | 11.33% | 11.57% | 11.74% | 11.68% | 11.77%
QLD1 | Pumped Hydro | 16.92% | 15.4% | 15.91% | 15.64% | 12.84% | 15.24% | 20.18% | 19.49% | 20.82% | 23.46% | 22.77% | 23.6% | 23.59% | 20.51% | 22% | 22.15% | 21.84% | 22.43% | 23.46% | 24.14% | 24.52% | 24.53% | 21.88% | 22.58% | 23.4% | 25.22%
QLD1 | Coordinated CER storage | 8.537% | 7.515% | 8.496% | 8.862% | 8.595% | 9.003% | 10.05% | 11.05% | 12.17% | 12.6% | 13.1% | 13.65% | 13.5% | 13.5% | 14.14% | 14.19% | 14.28% | 14.44% | 14.69% | 14.68% | 15.02% | 15.09% | 14.52% | 14.99% | 14.84% | 15.21%
Region | Technology | 2024-25 | 2025-26 | 2026-27 | 2027-28 | 2028-29 | 2029-30 | 2030-31 | 2031-32 | 2032-33 | 2033-34 | 2034-35 | 2035-36 | 2036-37 | 2037-38 | 2038-39 | 2039-40 | 2040-41 | 2041-42 | 2042-43 | 2043-44 | 2044-45 | 2045-46 | 2046-47 | 2047-48 | 2048-49 | 2049-50
VIC1 | Black Coal | bar: 2024-25 to 2049-50
VIC1 | Brown Coal | 71.42% | 60.05% | 49.79% | 62.76% | 62.4% | 62.27% | 66.99% | 62.29% | 74.07% | 76.3% | - | - | - | - | - | - | - | - | - | - | - | - | - | - | - | -
VIC1 | CCGT | bar: 2024-25 to 2049-50
VIC1 | Gas - Steam | 0.1851% | 19.66% | 48.01% | 58.41% | 63.51% | 56.64% | 4.179% | 3.727% | 19% | 33.68% | 30.85% | 18.74% | 20.29% | 16.89% | 17.98% | - | - | - | - | - | - | - | - | - | - | -
VIC1 | OCGT / Diesel | 0.007654% | 9.73e-07% | 0.06465% | 0.9787% | 2.059% | 1.439% | 0.4835% | 0.3971% | 1.826% | 3.708% | 9.034% | 4.257% | 3.389% | 4.468% | 2.292% | 9.929% | 13.72% | 12.15% | 7.746% | 13.18% | 6.479% | 8.502% | 8.355% | 8.92% | 16.09% | 16.82%
VIC1 | Hydro | 16.66% | 17.23% | 16.28% | 13.63% | 20.43% | 17.05% | 14.75% | 14.79% | 13.42% | 16.33% | 16.91% | 16.13% | 13.46% | 20.31% | 16.93% | 14.65% | 14.64% | 13.37% | 16.33% | 16.92% | 16.02% | 13.5% | 20.28% | 16.98% | 14.65% | 14.68%
VIC1 | Hydrogen Turbine | bar: 2024-25 to 2049-50
VIC1 | Wind | 30.17% | 29.13% | 28.82% | 32.29% | 32.32% | 34.76% | 34.26% | 37.74% | 34.81% | 35.78% | 37.22% | 38.86% | 39.09% | 36.92% | 39.44% | 37.52% | 40.35% | 36.61% | 37.35% | 37.72% | 39.4% | 40.13% | 38.46% | 40.17% | 38.47% | 42.3%
VIC1 | Solar PV | 22.09% | 18.69% | 15.82% | 18.6% | 19.15% | 20.78% | 21.79% | 20.85% | 22.23% | 21.86% | 23.12% | 23.63% | 23.92% | 22.22% | 23.25% | 22.85% | 21.96% | 23.01% | 22.52% | 20.89% | 21.81% | 22.62% | 20.75% | 22.08% | 22.1% | 21.29%
VIC1 | Grid Battery | 5.673% | 12.98% | 10.97% | 9.55% | 7.628% | 6.216% | 6% | 5.246% | 4.925% | 4.634% | 4.78% | 5.171% | 5.177% | 4.385% | 4.579% | 4.506% | 4.32% | 4.312% | 4.535% | 4.587% | 4.764% | 4.802% | 4.286% | 4.402% | 4.486% | 4.536%
VIC1 | Pumped Hydro | - | - | - | - | 24.08% | 25.92% | 27.96% | 27.14% | 27.13% | 25.18% | 24.9% | 25.77% | 26.94% | 24.31% | 25.22% | 26.14% | 24.64% | 25.2% | 26.28% | 26.47% | 27.9% | 28.12% | 25.61% | 26.26% | 27.22% | 25.87%
VIC1 | Coordinated CER storage | 9.512% | 8.242% | 8.873% | 9.188% | 7.823% | 7.882% | 9.302% | 10.01% | 10.86% | 11.12% | 11.2% | 12.35% | 13.06% | 11.86% | 12.52% | 12.68% | 12.44% | 12.39% | 13.2% | 13.23% | 13.69% | 13.9% | 12.81% | 13.19% | 13.34% | 13.03%
Region | Technology | 2024-25 | 2025-26 | 2026-27 | 2027-28 | 2028-29 | 2029-30 | 2030-31 | 2031-32 | 2032-33 | 2033-34 | 2034-35 | 2035-36 | 2036-37 | 2037-38 | 2038-39 | 2039-40 | 2040-41 | 2041-42 | 2042-43 | 2043-44 | 2044-45 | 2045-46 | 2046-47 | 2047-48 | 2048-49 | 2049-50
SA1 | Black Coal | bar: 2024-25 to 2049-50
SA1 | Brown Coal | bar: 2024-25 to 2049-50
SA1 | CCGT | 11.72% | 2.028% | 8.085% | 27.5% | 29.06% | 24.97% | 28.77% | 26.4% | 29.73% | 41.26% | 41.54% | 36.88% | 39.74% | - | - | - | - | - | - | - | - | - | - | - | - | -
SA1 | Gas - Steam | 0.7339% | 27.36% | - | - | - | - | - | - | - | - | - | - | - | - | - | - | - | - | - | - | - | - | - | - | - | -
SA1 | OCGT / Diesel | 0.555% | 0.05104% | 0.463% | 3.879% | 4.965% | 6.093% | 3.902% | 4.562% | 10.29% | 18.98% | 21.82% | 16.7% | 16.98% | 18.86% | 20.65% | 24.34% | 27.84% | 23.84% | 25.6% | 27.15% | 18.3% | 19.37% | 20.92% | 23.14% | 23.61% | 22.61%
SA1 | Hydro | bar: 2024-25 to 2049-50
SA1 | Hydrogen Turbine | - | 0.1384% | 19.24% | 0.06035% | 0.156% | 1.495% | 8.387e-07% | 8.504e-07% | 0.1241% | 1.122e-06% | 1.281e-06% | 0.1378% | 0.05039% | 0.2832% | 1.908e-06% | 0.01984% | 0.007168% | 0.1349% | 2.979e-06% | 0.1184% | 0.5173% | 0.1012% | 0.07798% | 5.055e-06% | 0.4171% | 0.2407%
SA1 | Wind | 31.63% | 28.12% | 34.86% | 34.73% | 32.14% | 33% | 33.2% | 35.02% | 32.07% | 32.31% | 31.01% | 35.15% | 35.17% | 33.59% | 34.93% | 35.15% | 37.33% | 33.55% | 33.67% | 31.78% | 35.44% | 34.18% | 32.11% | 33.19% | 32.17% | 35.13%
SA1 | Solar PV | 22.43% | 18.95% | 22.21% | 23.68% | 21.27% | 22.39% | 22.81% | 22.08% | 23.19% | 22.51% | 22.5% | 22.5% | 23.51% | 21.82% | 23.38% | 23.79% | 22.91% | 23.8% | 23.01% | 22.33% | 23.24% | 22.96% | 20.16% | 21.31% | 20.99% | 20.82%
SA1 | Grid Battery | 5.048% | 4.267% | 4.628% | 4.635% | 4.21% | 4.331% | 4.74% | 4.469% | 4.682% | 4.648% | 4.347% | 4.404% | 4.466% | 4.171% | 4.195% | 4.152% | 4.043% | 9.446% | 9.61% | 13.86% | 16.97% | 17.9% | 16.52% | 17.03% | 18.38% | 16.84%
SA1 | Pumped Hydro | bar: 2024-25 to 2049-50
SA1 | Coordinated CER storage | 9.99% | 8.243% | 8.604% | 8.718% | 7.86% | 8.16% | 8.646% | 8.398% | 8.965% | 9.133% | 9.024% | 9.462% | 9.667% | 9.347% | 9.566% | 9.744% | 9.814% | 9.74% | 10.06% | 10.18% | 10.59% | 10.97% | 10.76% | 10.95% | 11.15% | 11.09%
Region | Technology | 2024-25 | 2025-26 | 2026-27 | 2027-28 | 2028-29 | 2029-30 | 2030-31 | 2031-32 | 2032-33 | 2033-34 | 2034-35 | 2035-36 | 2036-37 | 2037-38 | 2038-39 | 2039-40 | 2040-41 | 2041-42 | 2042-43 | 2043-44 | 2044-45 | 2045-46 | 2046-47 | 2047-48 | 2048-49 | 2049-50
TAS1 | Black Coal | bar: 2024-25 to 2049-50
TAS1 | Brown Coal | bar: 2024-25 to 2049-50
TAS1 | CCGT | 0% | 0% | 2.382e-06% | 2.996e-06% | 2.882e-06% | 2.788e-06% | 1.008e-05% | 1.076e-05% | 1.202e-05% | 1.234e-05% | 1.25e-05% | 1.291e-05% | 1.353e-05% | 1.432e-05% | 1.523e-05% | 1.644e-05% | 1.679e-05% | 1.851e-05% | 1.9e-05% | 1.902e-05% | 2.012e-05% | 2.106e-05% | 2.26e-05% | 2.394e-05% | 2.489e-05% | 2.603e-05%
TAS1 | Gas - Steam | bar: 2024-25 to 2049-50
TAS1 | OCGT / Diesel | 4.109e-06% | 3.028e-06% | 3.329e-06% | 4.874e-06% | 3.994e-06% | 3.392e-06% | 1.137e-05% | 0.05793% | 0.3502% | 0.01619% | 0.1124% | 0.07394% | 0.06789% | 0.06414% | 0.03655% | 0.1527% | 0.05259% | 0.2124% | 0.0735% | 0.0711% | 0.3259% | 0.2493% | 0.02275% | 0.02047% | 0.1536% | 0.042%
TAS1 | Hydro | 32% | 40% | 28.04% | 26.28% | 27.49% | 42.49% | 43.48% | 37.9% | 40.63% | 41.39% | 40.27% | 37.98% | 34.96% | 37.18% | 34.58% | 35.9% | 32.76% | 33.77% | 34.51% | 34.57% | 33.06% | 31.61% | 35.3% | 33.88% | 36.83% | 33.11%
TAS1 | Hydrogen Turbine | bar: 2024-25 to 2049-50
TAS1 | Wind | 32.97% | 36.34% | 40.83% | 43.76% | 36.59% | 33.13% | 39.36% | 40.48% | 40.63% | 38.93% | 40.27% | 39.62% | 40.27% | 37% | 36.74% | 32.22% | 32.85% | 32.97% | 32.36% | 33.6% | 34.25% | 36.92% | 35.89% | 37.07% | 34% | 35.03%
TAS1 | Solar PV | bar: 2024-25 to 2049-50
TAS1 | Grid Battery | 0% | 0.008768% | 0.01254% | 0.01332% | 0.0136% | 0.01433% | 0.01497% | 0.01682% | 0.01794% | 0.01962% | 0.02194% | 0.0244% | 0.02698% | 0.03199% | 0.03544% | 0.03877% | 0.04328% | 0.04916% | 0.05163% | 0.05938% | 0.07141% | 0.07139% | 0.07797% | 0.08423% | 0.09118% | 0.0999%
TAS1 | Pumped Hydro | bar: 2024-25 to 2049-50
TAS1 | Coordinated CER storage | - | 3.871% | 6.77% | 5.584% | 4.715% | 4.339% | 4.929% | 5.664% | 5.577% | 6.948% | 6.816% | 6.967% | 7.753% | 6.553% | 7.44% | 7.307% | 7.287% | 8.077% | 8.555% | 8.535% | 8.937% | 9.846% | 8.374% | 9.466% | 8.891% | 9.607%
Explicitly modelled pumping
Region | Technology | 2024-25 | 2025-26 | 2026-27 | 2027-28 | 2028-29 | 2029-30 | 2030-31 | 2031-32 | 2032-33 | 2033-34 | 2034-35 | 2035-36 | 2036-37 | 2037-38 | 2038-39 | 2039-40 | 2040-41 | 2041-42 | 2042-43 | 2043-44 | 2044-45 | 2045-46 | 2046-47 | 2047-48 | 2048-49 | 2049-50
NEM | Grid Battery pump | 8.625% | 12.27% | 13.55% | 13.07% | 11.15% | 10.06% | 9.799% | 8.767% | 8.307% | 7.731% | 7.238% | 7.742% | 7.737% | 6.795% | 7.073% | 6.981% | 6.792% | 8.168% | 8.441% | 8.559% | 12.16% | 11.89% | 10.75% | 11.54% | 11.81% | 12.13%
NEM | Pumped Hydro Pump | 29.08% | 24.04% | 28.01% | 27.61% | 24.87% | 30.7% | 28.48% | 28.34% | 29.05% | 30.5% | 30.39% | 31.97% | 31.77% | 28.64% | 28.18% | 29.69% | 29.32% | 29.81% | 31.95% | 32.72% | 34.31% | 35.04% | 31.35% | 30.85% | 33.54% | 32.44%
NEM | Coordinated CER storage pump | 11.17% | 9.474% | 10.05% | 10.36% | 9.31% | 9.6% | 10.68% | 11.28% | 12.32% | 12.79% | 12.96% | 14% | 14.48% | 13.97% | 14.77% | 15.04% | 15.1% | 15.11% | 15.74% | 15.65% | 16.27% | 16.59% | 15.78% | 16.35% | 16.44% | 16.32%
Region | Technology | 2024-25 | 2025-26 | 2026-27 | 2027-28 | 2028-29 | 2029-30 | 2030-31 | 2031-32 | 2032-33 | 2033-34 | 2034-35 | 2035-36 | 2036-37 | 2037-38 | 2038-39 | 2039-40 | 2040-41 | 2041-42 | 2042-43 | 2043-44 | 2044-45 | 2045-46 | 2046-47 | 2047-48 | 2048-49 | 2049-50
NSW1 | Grid Battery pump | 45.82% | 20.31% | 23.51% | 25.16% | 22.76% | 24.11% | 25.24% | 24.74% | 25.15% | 24.63% | 23.27% | 24.77% | 26.34% | 24.45% | 25.3% | 25.53% | 25.19% | 21.73% | 21.97% | 21.43% | 27.41% | 27.32% | 25.08% | 26.16% | 26.49% | 25.59%
NSW1 | Pumped Hydro Pump | 29.02% | 23.74% | 30.54% | 30.02% | 24.86% | 31.94% | 28% | 28.36% | 28.7% | 29.2% | 29.48% | 31.58% | 30.85% | 28.47% | 26.57% | 28.72% | 28.36% | 28.93% | 31.48% | 32.26% | 34.4% | 35.41% | 32.01% | 30.32% | 34.06% | 31.01%
NSW1 | Coordinated CER storage pump | 10.08% | 9.09% | 9.732% | 10.27% | 9.435% | 9.636% | 10.98% | 12.11% | 13.28% | 13.84% | 13.81% | 15.03% | 15.5% | 15.2% | 16.2% | 16.64% | 16.68% | 16.67% | 17.13% | 16.76% | 17.54% | 17.84% | 17.21% | 17.88% | 18.1% | 17.67%
Region | Technology | 2024-25 | 2025-26 | 2026-27 | 2027-28 | 2028-29 | 2029-30 | 2030-31 | 2031-32 | 2032-33 | 2033-34 | 2034-35 | 2035-36 | 2036-37 | 2037-38 | 2038-39 | 2039-40 | 2040-41 | 2041-42 | 2042-43 | 2043-44 | 2044-45 | 2045-46 | 2046-47 | 2047-48 | 2048-49 | 2049-50
QLD1 | Grid Battery pump | 9.356% | 8.376% | 9.407% | 9.824% | 9.377% | 9.855% | 9.682% | 9.6% | 9.645% | 9.379% | 9.306% | 9.284% | 8.825% | 8.732% | 8.925% | 8.824% | 8.682% | 12.45% | 12.52% | 12.31% | 13.41% | 13.35% | 13.62% | 13.82% | 13.76% | 13.86%
QLD1 | Pumped Hydro Pump | 29.18% | 24.38% | 25.05% | 24.79% | 20.27% | 24.05% | 27.78% | 26.92% | 28.46% | 32.18% | 31.51% | 32.27% | 32.59% | 28.35% | 29.96% | 30.46% | 30.3% | 30.75% | 32.21% | 33.12% | 33.73% | 34% | 29.88% | 30.99% | 32.33% | 34.54%
QLD1 | Coordinated CER storage pump | 10.04% | 8.847% | 9.976% | 10.44% | 10.12% | 10.58% | 11.83% | 13.04% | 14.3% | 14.82% | 15.44% | 16.05% | 15.87% | 15.93% | 16.6% | 16.68% | 16.85% | 16.97% | 17.27% | 17.25% | 17.67% | 17.77% | 17.08% | 17.63% | 17.46% | 17.89%
Region | Technology | 2024-25 | 2025-26 | 2026-27 | 2027-28 | 2028-29 | 2029-30 | 2030-31 | 2031-32 | 2032-33 | 2033-34 | 2034-35 | 2035-36 | 2036-37 | 2037-38 | 2038-39 | 2039-40 | 2040-41 | 2041-42 | 2042-43 | 2043-44 | 2044-45 | 2045-46 | 2046-47 | 2047-48 | 2048-49 | 2049-50
VIC1 | Grid Battery pump | 6.758% | 15.34% | 12.91% | 11.33% | 8.997% | 7.359% | 7.106% | 6.223% | 5.846% | 5.483% | 5.673% | 6.134% | 6.144% | 5.203% | 5.451% | 5.329% | 5.143% | 5.098% | 5.399% | 5.426% | 5.652% | 5.716% | 5.067% | 5.238% | 5.303% | 5.379%
VIC1 | Pumped Hydro Pump | - | - | - | - | 31.68% | 34.11% | 36.78% | 35.97% | 35.6% | 33.21% | 32.65% | 33.81% | 35.67% | 31.76% | 33.26% | 34.31% | 32.79% | 32.79% | 34.75% | 34.67% | 36.71% | 37.36% | 33.33% | 34.91% | 35.45% | 34.04%
VIC1 | Coordinated CER storage pump | 11.19% | 9.703% | 10.42% | 10.83% | 9.184% | 9.273% | 10.94% | 11.79% | 12.79% | 13.07% | 13.18% | 14.52% | 15.37% | 13.96% | 14.77% | 14.89% | 14.68% | 14.53% | 15.58% | 15.53% | 16.11% | 16.4% | 15.02% | 15.56% | 15.65% | 15.33%
Region | Technology | 2024-25 | 2025-26 | 2026-27 | 2027-28 | 2028-29 | 2029-30 | 2030-31 | 2031-32 | 2032-33 | 2033-34 | 2034-35 | 2035-36 | 2036-37 | 2037-38 | 2038-39 | 2039-40 | 2040-41 | 2041-42 | 2042-43 | 2043-44 | 2044-45 | 2045-46 | 2046-47 | 2047-48 | 2048-49 | 2049-50
SA1 | Grid Battery pump | 5.993% | 5.073% | 5.486% | 5.521% | 4.988% | 5.16% | 5.617% | 5.31% | 5.569% | 5.516% | 5.165% | 5.231% | 5.305% | 4.955% | 4.997% | 4.919% | 4.817% | 11.33% | 11.57% | 16.62% | 20.42% | 21.61% | 19.81% | 20.55% | 22.07% | 20.28%
SA1 | Pumped Hydro Pump | bar: 2024-25 to 2049-50
SA1 | Coordinated CER storage pump | 11.74% | 9.709% | 10.1% | 10.28% | 9.225% | 9.625% | 10.15% | 9.88% | 10.56% | 10.74% | 10.62% | 11.13% | 11.37% | 10.99% | 11.28% | 11.44% | 11.58% | 11.43% | 11.87% | 11.94% | 12.46% | 12.94% | 12.63% | 12.92% | 13.08% | 13.04%
Region | Technology | 2024-25 | 2025-26 | 2026-27 | 2027-28 | 2028-29 | 2029-30 | 2030-31 | 2031-32 | 2032-33 | 2033-34 | 2034-35 | 2035-36 | 2036-37 | 2037-38 | 2038-39 | 2039-40 | 2040-41 | 2041-42 | 2042-43 | 2043-44 | 2044-45 | 2045-46 | 2046-47 | 2047-48 | 2048-49 | 2049-50
TAS1 | Grid Battery pump | 0% | 0.01042% | 0.01491% | 0.01584% | 0.01616% | 0.01703% | 0.01779% | 0.02% | 0.02132% | 0.02332% | 0.02607% | 0.02899% | 0.03208% | 0.038% | 0.04213% | 0.04607% | 0.05145% | 0.05842% | 0.06139% | 0.07057% | 0.08486% | 0.08487% | 0.09266% | 0.1001% | 0.1084% | 0.1187%
TAS1 | Pumped Hydro Pump | bar: 2024-25 to 2049-50
TAS1 | Coordinated CER storage pump | - | 4.557% | 7.962% | 6.592% | 5.535% | 5.116% | 5.786% | 6.668% | 6.585% | 8.151% | 8.051% | 8.17% | 9.158% | 7.679% | 8.753% | 8.596% | 8.615% | 9.467% | 10.11% | 10.03% | 10.49% | 11.63% | 9.81% | 11.16% | 10.44% | 11.3%

## Marinus_S1_Generation
Annual sent-out generation by technology (GWh) - Marinus_S1, Green Energy Exports scenario
Explicitly modelled generation
Region | Technology | 2024-25 | 2025-26 | 2026-27 | 2027-28 | 2028-29 | 2029-30 | 2030-31 | 2031-32 | 2032-33 | 2033-34 | 2034-35 | 2035-36 | 2036-37 | 2037-38 | 2038-39 | 2039-40 | 2040-41 | 2041-42 | 2042-43 | 2043-44 | 2044-45 | 2045-46 | 2046-47 | 2047-48 | 2048-49 | 2049-50
NEM | Black Coal | 77466.4679 | 59388.2066 | 50390.9584 | 46150.1305 | 36532.9528 | 24335.5743 | 27444.9971 | 27291.9206 | 29710.4636 | 27062.5542 | 24439.481 | 19120.9782 | 19408.4125 | 18783.3029 | 19956.7832 | 19821.5495 | 10273.0712 | 10238.938 | 10110.3032 | 10573.1758 | 10562.2426 | 9314.4557 | 9754.1805 | 10207.2324 | 10151.6955 | 9814.6241
NEM | Brown Coal | 30249.0061 | 25432.3163 | 21087.7988 | 12027.7344 | 7388.2436 | 6130.2217 | 6594.0594 | 6131.7588 | 7291.0768 | 3876.677 | 0 | 0 | 0 | 0 | 0 | 0 | 0 | 0 | 0 | 0 | 0 | 0 | 0 | 0 | 0 | 0
NEM | CCGT | 1635.2155 | 991.4526 | 1304.693 | 4112.0118 | 4034.1592 | 4000.6595 | 3812.6724 | 4215.6178 | 3975.5774 | 7003.9379 | 6924.7885 | 8167.3082 | 7743.1352 | 7476.4693 | 7100.1623 | 6604.1925 | 7104.7309 | 11645.7239 | 12406.6615 | 10257.6078 | 9584.0651 | 8985.3587 | 15191.9529 | 14925.3812 | 14713.8511 | 14649.4815
NEM | Gas - Steam | 59.5401 | 2778.6701 | 2103.0215 | 2558.4082 | 2781.7383 | 2480.7295 | 183.046 | 163.2314 | 832.1129 | 1475.2097 | 1351.3721 | 820.6556 | 888.5301 | 739.6794 | 787.3475 | 0 | 0 | 0 | 0 | 0 | 0 | 0 | 0 | 0 | 0 | 0
NEM | OCGT / Diesel | 77.3594 | 65.0595 | 118.4909 | 1007.9351 | 1415.9127 | 1844.047 | 464.3343 | 500.0052 | 1531.0212 | 2238.3973 | 5203.099 | 4084.1004 | 4922.8434 | 5802.228 | 6023.6954 | 8999.1366 | 14622.6148 | 10979.4748 | 10962.8958 | 14138.8513 | 9726.7782 | 11320.123 | 9761.1469 | 11190.5581 | 14295.6384 | 15938.678
NEM | Hydro | 15136.3567 | 16997.8304 | 14128.9189 | 12586.7075 | 15145.1075 | 17639.7878 | 16787.6791 | 15576.1082 | 15702.9363 | 17157.4605 | 17174.0014 | 16268.3117 | 14405.4734 | 17061.134 | 15133.9978 | 14604.9198 | 13962.6774 | 13788.4023 | 14778.8274 | 15215.9401 | 14399.1347 | 13150.7137 | 16545.2196 | 14719.936 | 14909.7562 | 14021.6591
NEM | Hydrogen Turbine | 0 | 2.4254 | 1216.4425 | 111.2372 | 851.9762 | 1009.7001 | 0.18128 | 3.9119e-05 | 2.5006 | 0.725 | 0.54376 | 4.3865 | 0.88285 | 12.811 | 6.6503e-05 | 0.34756 | 0.12562 | 4.7281 | 0.55958 | 2.4365 | 15.7296 | 3.5461 | 2.9423 | 0.00017301 | 19.7021 | 6.1865
NEM | Wind | 32542.9103 | 51201.3895 | 65458.9849 | 77839.6292 | 91901.6642 | 92308.4925 | 96998.5556 | 102760.688 | 103096.3929 | 103532.7499 | 109478.8379 | 117857.108 | 122332.1435 | 127585.9711 | 129031.4441 | 130590.8843 | 132836.2399 | 131516.7997 | 130016.8885 | 125975.96 | 129697.2959 | 129563.5335 | 127684.5108 | 127538.3052 | 126700.7719 | 129469.7058
NEM | Solar PV | 21890.0074 | 23044.147 | 23127.4403 | 26214.5445 | 27421.0065 | 29073.5125 | 32743.1758 | 32490.2323 | 33195.5371 | 36439.6657 | 37119.2011 | 38954.6857 | 39212.5716 | 33887.3048 | 36118.735 | 37959.5733 | 42041.6847 | 44976.5094 | 48225.5423 | 52550.6312 | 57563.5831 | 60940.1313 | 55446.8209 | 58898.588 | 62877.2086 | 66316.5614
NEM | Grid Battery | 778.8756 | 1475.3703 | 2107.1945 | 2543.3981 | 2303.6116 | 2546.7205 | 2828.1752 | 2857.6134 | 3021.224 | 3109.3096 | 3749.266 | 4014.5948 | 3980.853 | 3492.6651 | 3633.0016 | 3601.6704 | 3483.0981 | 4523.8109 | 4655.0994 | 4575.3184 | 7661.114 | 7291.138 | 6670.5134 | 6671.4842 | 6673.5799 | 6258.8747
NEM | Pumped Hydro | 1201.5892 | 1416.0409 | 1509.8634 | 1476.0387 | 5229.4371 | 6514.0746 | 13553.324 | 13380.1754 | 13899.3853 | 14661.7552 | 14792.2384 | 15349.8441 | 14992.5831 | 13855.735 | 13676.5511 | 14261.7445 | 13955.531 | 14388.3826 | 14989.8225 | 15932.5386 | 16408.5949 | 16560.1315 | 14963.7853 | 14822.8199 | 16043.0337 | 15588.625
NEM | Coordinated CER storage | 89.1107 | 90.3927 | 113.1969 | 135.594 | 142.6081 | 171.5361 | 228.0308 | 289.3485 | 381.3774 | 478.6672 | 582.4842 | 753.2791 | 923.0074 | 1046.11 | 1290.697 | 1522.0803 | 1742.717 | 1993.8293 | 2340.8824 | 2622.0605 | 3049.0047 | 3460.4055 | 3667.7809 | 4188.6135 | 4639.1361 | 5031.508
Total excluding storage |  | 181126.4388 | 182883.3015 | 182667.004 | 186763.3691 | 195148.4178 | 188055.0559 | 201638.2311 | 205656.6997 | 212639.6055 | 217037.1092 | 220815.3134 | 225395.2522 | 228810.4359 | 229743.4106 | 232752.415 | 237966.0987 | 240022.4907 | 244056.5991 | 248487.4825 | 251844.5203 | 258667.5428 | 260589.537 | 259688.8534 | 263162.9185 | 271024.3735 | 277095.9041
Region | Technology | 2024-25 | 2025-26 | 2026-27 | 2027-28 | 2028-29 | 2029-30 | 2030-31 | 2031-32 | 2032-33 | 2033-34 | 2034-35 | 2035-36 | 2036-37 | 2037-38 | 2038-39 | 2039-40 | 2040-41 | 2041-42 | 2042-43 | 2043-44 | 2044-45 | 2045-46 | 2046-47 | 2047-48 | 2048-49 | 2049-50
NSW1 | Black Coal | 36430.7153 | 25478.2309 | 21777.4039 | 23309.6916 | 15858.1547 | 9978.4862 | 11014.5215 | 10643.4841 | 12060.6536 | 8733.4264 | 7525.0425 | 8127.4687 | 8569.1572 | 8145.0458 | 8493.9743 | 8544.4116 | 0 | 0 | 0 | 0 | 0 | 0 | 0 | 0 | 0 | 0
NSW1 | Brown Coal | 0 | 0 | 0 | 0 | 0 | 0 | 0 | 0 | 0 | 0 | 0 | 0 | 0 | 0 | 0 | 0 | 0 | 0 | 0 | 0 | 0 | 0 | 0 | 0 | 0 | 0
NSW1 | CCGT | 16.5317 | 34.9434 | 69.4807 | 758.2633 | 815.1615 | 818.6957 | 903.4072 | 815.6926 | 733.0993 | 1682.8427 | 1767.312 | 1629.8753 | 1425.8885 | 1824.5849 | 1618.5533 | 1678.1774 | 1890.6112 | 1563.2447 | 2008.6395 | 0.018747 | 0.017816 | 0.018815 | 0.018644 | 0.018409 | 0.017966 | 0.018031
NSW1 | Gas - Steam | 0 | 0 | 0 | 0 | 0 | 0 | 0 | 0 | 0 | 0 | 0 | 0 | 0 | 0 | 0 | 0 | 0 | 0 | 0 | 0 | 0 | 0 | 0 | 0 | 0 | 0
NSW1 | OCGT / Diesel | 5.0726 | 58.529 | 48.4882 | 308.6244 | 400.5949 | 783.5536 | 13.6264 | 2.158 | 488.8081 | 325.0955 | 2164.7965 | 1446.0786 | 1669.0479 | 1018.8786 | 1206.0444 | 1794.9161 | 4316.2758 | 2182.0719 | 2351.4161 | 3437.5895 | 1916.2008 | 1659.571 | 1611.3928 | 2372.1065 | 2441.8196 | 2833.7665
NSW1 | Hydro | 3399.2718 | 3262.4592 | 3465.1078 | 2849.4354 | 3761.019 | 3317.3153 | 2732.3966 | 2806.8991 | 2531.2808 | 3212.4946 | 3395.8509 | 3193.6754 | 2592.4192 | 3794.5734 | 3159.5481 | 2773.0355 | 2881.9157 | 2715.742 | 3209.3626 | 3512.6753 | 3240.1312 | 2844.7111 | 3995.9058 | 3172.3045 | 3115.4598 | 3117.1981
NSW1 | Hydrogen Turbine | 0 | 0 | 0 | 0 | 0 | 0 | 0 | 0 | 0 | 0 | 0 | 0 | 0 | 0 | 0 | 0 | 0 | 0 | 0 | 0 | 0 | 0 | 0 | 0 | 0 | 0
NSW1 | Wind | 7791.0683 | 19538.9518 | 22936.1364 | 25741.2588 | 29663.1251 | 27391.3566 | 29136.5446 | 30295.9119 | 30570.6854 | 30269.9841 | 30443.319 | 31768.9593 | 32311.0002 | 36666.6006 | 33210.552 | 34701.1113 | 33524.4569 | 34814.7189 | 34271.999 | 32230.7085 | 33683.9089 | 34717.6911 | 34857.751 | 31991.0876 | 33764.2146 | 33309.1388
NSW1 | Solar PV | 9730.6281 | 10956.957 | 12190.6348 | 12538.4056 | 15148.985 | 15809.3991 | 17732.5972 | 17576.8119 | 17710.7015 | 17467.9609 | 16984.6927 | 17895.5411 | 17973.2895 | 15625.5948 | 16059.0427 | 17324.9853 | 20647.5409 | 23579.3699 | 26508.9452 | 27889.4491 | 30159.3325 | 32339.6537 | 30490.0517 | 31950.2505 | 34925.5469 | 34586.9629
NSW1 | Grid Battery | 177.0432 | 687.1842 | 1012.1585 | 1078.5004 | 981.3543 | 1036.083 | 1084.1285 | 1062.0369 | 1080.5858 | 1060.3156 | 998.51 | 1065.9805 | 1035.2099 | 958.2724 | 996.0097 | 1005.2093 | 987.2772 | 1461.1634 | 1473.9326 | 1437.7423 | 3855.3617 | 3436.3947 | 2945.5546 | 3061.0989 | 3099.8436 | 2995.1651
NSW1 | Pumped Hydro | 356.7061 | 309.5195 | 367.1158 | 352.287 | 3266.8172 | 4299.4085 | 7363.9532 | 7396.6684 | 7588.0242 | 7782.1627 | 8095.0031 | 8409.0861 | 8004.6581 | 7742.4701 | 7155.4122 | 7664.2723 | 7499.4499 | 7763.5896 | 8061.987 | 8829.1537 | 9150.6663 | 9289.38 | 8455.4367 | 8112.9448 | 9089.3079 | 8245.0085
NSW1 | Coordinated CER storage | 13.5806 | 15.7364 | 21.233 | 27.2325 | 30.5547 | 37.5259 | 54.0734 | 75.723 | 105.2741 | 138.5617 | 171.8302 | 231.0387 | 289.0646 | 339.3693 | 430.6549 | 519.8435 | 602.0569 | 696.2615 | 814.9379 | 903.5681 | 1065.873 | 1213.2556 | 1313.0165 | 1509.7909 | 1687.1742 | 1808.0942
Total excluding storage |  | 57920.6176 | 60342.5113 | 61887.7591 | 66963.6988 | 69925.7663 | 63471.8239 | 70035.2486 | 70675.3858 | 72869.1129 | 70672.8442 | 71546.3569 | 73767.7038 | 73869.7351 | 76115.3897 | 72329.7916 | 76005.9623 | 72349.5845 | 74776.1618 | 78701.2198 | 78240.9055 | 83071.4922 | 85500.6759 | 83669.1277 | 82169.602 | 88123.3844 | 86895.3523
Region | Technology | 2024-25 | 2025-26 | 2026-27 | 2027-28 | 2028-29 | 2029-30 | 2030-31 | 2031-32 | 2032-33 | 2033-34 | 2034-35 | 2035-36 | 2036-37 | 2037-38 | 2038-39 | 2039-40 | 2040-41 | 2041-42 | 2042-43 | 2043-44 | 2044-45 | 2045-46 | 2046-47 | 2047-48 | 2048-49 | 2049-50
QLD1 | Black Coal | 41035.7526 | 33909.9757 | 28613.5545 | 22840.4389 | 20674.7981 | 14357.0881 | 16430.4755 | 16648.4365 | 17649.8101 | 18329.1278 | 16914.4385 | 10993.5095 | 10839.2553 | 10638.2571 | 11462.8089 | 11277.1379 | 10273.0712 | 10238.938 | 10110.3032 | 10573.1758 | 10562.2426 | 9314.4557 | 9754.1805 | 10207.2324 | 10151.6955 | 9814.6241
QLD1 | Brown Coal | 0 | 0 | 0 | 0 | 0 | 0 | 0 | 0 | 0 | 0 | 0 | 0 | 0 | 0 | 0 | 0 | 0 | 0 | 0 | 0 | 0 | 0 | 0 | 0 | 0 | 0
QLD1 | CCGT | 890.6752 | 830.5588 | 860.5662 | 2079.4728 | 1872.273 | 2024.878 | 1575.8316 | 2176.3772 | 1864.6475 | 3409.2654 | 3232.5485 | 4828.5234 | 4475.5 | 5651.8591 | 5481.5843 | 4925.9898 | 5214.0949 | 10082.454 | 10397.9963 | 10257.5638 | 9584.0233 | 8985.3149 | 15191.909 | 14925.3381 | 14713.8087 | 14649.4396
QLD1 | Gas - Steam | 0 | 0 | 0 | 0 | 0 | 0 | 0 | 0 | 0 | 0 | 0 | 0 | 0 | 0 | 0 | 0 | 0 | 0 | 0 | 0 | 0 | 0 | 0 | 0 | 0 | 0
QLD1 | OCGT / Diesel | 0.00011044 | 0.00014123 | 0.00015884 | 40.116 | 37.3012 | 41.2821 | 1.6773 | 0.0003612 | 10.6303 | 19.0094 | 135.7153 | 849.1952 | 1576.9222 | 1626.0831 | 1755.4167 | 2880.2096 | 5096.2567 | 2159.7122 | 2612.3266 | 3383.117 | 3156.0034 | 4286.035 | 2853.447 | 3504.7922 | 4884.1834 | 6117.2131
QLD1 | Hydro | 705.0169 | 662.5033 | 662.416 | 687.4875 | 685.9259 | 686.0482 | 639.3455 | 690.3971 | 709.6317 | 718.3456 | 703.24 | 709.8071 | 706.6022 | 259.3854 | 267.5951 | 262.3218 | 270.2343 | 270.4469 | 0 | 0 | 0 | 0 | 0 | 0 | 0 | 0
QLD1 | Hydrogen Turbine | 0 | 0 | 879.429 | 110.1798 | 849.2423 | 983.5084 | 0.18127 | 2.422e-05 | 0.32566 | 0.72498 | 0.54374 | 1.9719 | 2.6772e-05 | 7.8485 | 3.3068e-05 | 3.7181e-05 | 4.2799e-05 | 2.364 | 0.55953 | 0.36254 | 6.6665 | 1.7731 | 1.5762 | 8.4445e-05 | 12.3953 | 1.9701
QLD1 | Wind | 5564.983 | 9617.6911 | 16657.7381 | 19658.733 | 24391.8716 | 24361.1462 | 26396.7387 | 25697.9927 | 26418.7635 | 24548.438 | 27316.5774 | 28632.2088 | 28913.9922 | 29399.1563 | 29144.2944 | 29864.4435 | 29363.6971 | 31179.4077 | 29585.2129 | 29087.9244 | 28570.5132 | 28358.109 | 29096.5676 | 28881.8087 | 29141.9448 | 28302.3712
QLD1 | Solar PV | 8576.743 | 7773.2824 | 6713.9119 | 8419.5081 | 7081.6062 | 7715.4746 | 9273.0359 | 9404.9178 | 9654.455 | 13272.8978 | 14264.7281 | 15119.5732 | 15138.1982 | 12596.7276 | 14066.4368 | 14647.1516 | 15634.656 | 15317.4468 | 15801.0057 | 17561.9727 | 18296.8744 | 18885.5111 | 15201.4227 | 16747.7518 | 18121.5792 | 22973.2556
QLD1 | Grid Battery | 179.0386 | 160.2706 | 180.474 | 187.7423 | 179.4541 | 188.8421 | 185.2822 | 183.261 | 185.0289 | 179.4861 | 177.7056 | 177.9074 | 169.0111 | 166.6467 | 171.2352 | 168.8686 | 165.6965 | 458.1337 | 460.9895 | 453.5511 | 635.46 | 632.4253 | 820.03 | 832.6734 | 828.4247 | 834.8141
QLD1 | Pumped Hydro | 844.8832 | 1106.5214 | 1142.7475 | 1123.7517 | 922.2159 | 1094.648 | 4981.3638 | 4810.7521 | 5138.8991 | 5791.6578 | 5621.1232 | 5827.0669 | 5823.7326 | 5062.8056 | 5431.512 | 5468.0326 | 5391.2456 | 5536.0699 | 5792.0733 | 5959.3792 | 6052.4394 | 6055.6025 | 5401.891 | 5575.1473 | 5777.664 | 6225.8652
QLD1 | Coordinated CER storage | 6.207 | 7.241 | 10.494 | 13.741 | 16.4128 | 21.3723 | 31.6609 | 46.1246 | 66.3445 | 88.6208 | 117.1515 | 152.8438 | 186.0524 | 225.7826 | 283.0573 | 335.3468 | 394.094 | 460.6684 | 537.245 | 611.0578 | 707.5784 | 801.166 | 862.8568 | 992.5707 | 1087.1229 | 1226.4631
Total excluding storage |  | 57803.2995 | 54068.0444 | 55721.3313 | 55161.1711 | 56711.1012 | 51474.2879 | 59515.5926 | 59658.2593 | 61698.5362 | 66357.5738 | 68483.7719 | 67292.6071 | 67829.2663 | 65634.5521 | 68063.9406 | 69829.5022 | 71803.0464 | 75705.6416 | 75297.712 | 77888.1043 | 77571.8013 | 77320.3926 | 79183.8807 | 81667.3148 | 84718.8186 | 90146.0162
Region | Technology | 2024-25 | 2025-26 | 2026-27 | 2027-28 | 2028-29 | 2029-30 | 2030-31 | 2031-32 | 2032-33 | 2033-34 | 2034-35 | 2035-36 | 2036-37 | 2037-38 | 2038-39 | 2039-40 | 2040-41 | 2041-42 | 2042-43 | 2043-44 | 2044-45 | 2045-46 | 2046-47 | 2047-48 | 2048-49 | 2049-50
VIC1 | Black Coal | 0 | 0 | 0 | 0 | 0 | 0 | 0 | 0 | 0 | 0 | 0 | 0 | 0 | 0 | 0 | 0 | 0 | 0 | 0 | 0 | 0 | 0 | 0 | 0 | 0 | 0
VIC1 | Brown Coal | 30249.0061 | 25432.3163 | 21087.7988 | 12027.7344 | 7388.2436 | 6130.2217 | 6594.0594 | 6131.7588 | 7291.0768 | 3876.677 | 0 | 0 | 0 | 0 | 0 | 0 | 0 | 0 | 0 | 0 | 0 | 0 | 0 | 0 | 0 | 0
VIC1 | CCGT | 0 | 0 | 0 | 0 | 0 | 0 | 0 | 0 | 0 | 0 | 0 | 0 | 0 | 0 | 0 | 0 | 0 | 0 | 0 | 0 | 0 | 0 | 0 | 0 | 0 | 0
VIC1 | Gas - Steam | 8.1075 | 861.0953 | 2103.0215 | 2558.4082 | 2781.7383 | 2480.7295 | 183.046 | 163.2314 | 832.1129 | 1475.2097 | 1351.3721 | 820.6556 | 888.5301 | 739.6794 | 787.3475 | 0 | 0 | 0 | 0 | 0 | 0 | 0 | 0 | 0 | 0 | 0
VIC1 | OCGT / Diesel | 1.274 | 0.00016194 | 10.761 | 162.8871 | 342.7099 | 239.5402 | 80.4667 | 66.0998 | 303.8746 | 561.9472 | 1369.1003 | 645.0932 | 513.6711 | 677.1351 | 347.3336 | 1122.0628 | 1550.5384 | 2439.1528 | 1491.3215 | 2536.893 | 1767.1038 | 2318.8525 | 2278.7845 | 1976.3369 | 3564.4316 | 3726.1937
VIC1 | Hydro | 3326.648 | 3440.2723 | 3249.3789 | 2721.9734 | 4078.5147 | 3404.4727 | 2945.2847 | 2952.0064 | 2678.7308 | 3260.7158 | 3376.7552 | 3219.4777 | 2687.5241 | 4055.0382 | 3379.0457 | 2925.5358 | 2922.1846 | 2670.069 | 3259.7623 | 3378.585 | 3198.1362 | 2694.7508 | 4049.1279 | 3389.025 | 2924.6499 | 2931.1332
VIC1 | Hydrogen Turbine | 0 | 0 | 0 | 0 | 0 | 0 | 0 | 0 | 0 | 0 | 0 | 0 | 0 | 0 | 0 | 0 | 0 | 0 | 0 | 0 | 0 | 0 | 0 | 0 | 0 | 0
VIC1 | Wind | 11050.134 | 13445.0764 | 13301.4568 | 17938.8372 | 21767.9796 | 23874.0497 | 23531.927 | 27574.551 | 27470.5616 | 30155.9574 | 32917.8532 | 37773.4048 | 41425.7222 | 42142.5046 | 47024.9954 | 48015.7343 | 50617.5888 | 45935.171 | 46691.5588 | 46088.2512 | 47056.0247 | 44893.2297 | 43026.4839 | 45269.228 | 43419.9701 | 46121.9035
VIC1 | Solar PV | 2266.7997 | 2559.7548 | 2167.1095 | 2547.3101 | 2623.628 | 2846.6439 | 2984.6349 | 2856.0093 | 3044.5193 | 2994.2851 | 3166.5641 | 3236.3902 | 3276.4681 | 3043.1118 | 3184.1962 | 3129.6801 | 3007.4987 | 3152.2985 | 3084.3475 | 2861.0056 | 5246.8414 | 5380.093 | 5194.1465 | 5526.9066 | 5227.4134 | 4293.6946
VIC1 | Grid Battery | 187.5279 | 429.0262 | 698.8289 | 1061.132 | 946.5658 | 1119.912 | 1350.2808 | 1415.759 | 1549.682 | 1665.0958 | 2391.3618 | 2586.657 | 2590.0025 | 2193.4271 | 2290.4439 | 2254.0461 | 2161.1352 | 2043.6584 | 2149.5545 | 2174.2704 | 2258.1805 | 2276.003 | 2031.6089 | 1877.5658 | 1855.3625 | 1613.794
VIC1 | Pumped Hydro | 0 | 0 | 0 | 0 | 1040.4016 | 1120.0154 | 1208.0038 | 1172.7513 | 1172.4581 | 1087.9308 | 1076.108 | 1113.6858 | 1164.187 | 1050.4537 | 1089.621 | 1129.4334 | 1064.8289 | 1088.7149 | 1135.7537 | 1143.9965 | 1205.4786 | 1215.1381 | 1106.4465 | 1134.7162 | 1176.0496 | 1117.7385
VIC1 | Coordinated CER storage | 12.5819 | 14.9448 | 20.7525 | 27.0446 | 28.8512 | 35.905 | 53.308 | 72.3169 | 98.461 | 125.9764 | 156.8436 | 211.5641 | 270.0712 | 293.2138 | 365.5306 | 432.5148 | 490.4275 | 559.7889 | 678.879 | 769.4837 | 895.8376 | 1019.3804 | 1046.6099 | 1195.1438 | 1333.0753 | 1427.9639
Total excluding storage |  | 47102.079 | 46182.4863 | 42639.1079 | 39045.3269 | 40998.6327 | 41251.4901 | 38931.0113 | 42404.4839 | 44441.4771 | 45203.7952 | 45805.9584 | 49606.9285 | 52816.1764 | 54194.5636 | 58468.5139 | 59009.0072 | 61814.2022 | 57888.8534 | 58491.1772 | 58952.4853 | 61627.6028 | 59797.4473 | 58733.2081 | 60368.9223 | 59500.9525 | 61232.4214
Region | Technology | 2024-25 | 2025-26 | 2026-27 | 2027-28 | 2028-29 | 2029-30 | 2030-31 | 2031-32 | 2032-33 | 2033-34 | 2034-35 | 2035-36 | 2036-37 | 2037-38 | 2038-39 | 2039-40 | 2040-41 | 2041-42 | 2042-43 | 2043-44 | 2044-45 | 2045-46 | 2046-47 | 2047-48 | 2048-49 | 2049-50
SA1 | Black Coal | 0 | 0 | 0 | 0 | 0 | 0 | 0 | 0 | 0 | 0 | 0 | 0 | 0 | 0 | 0 | 0 | 0 | 0 | 0 | 0 | 0 | 0 | 0 | 0 | 0 | 0
SA1 | Brown Coal | 0 | 0 | 0 | 0 | 0 | 0 | 0 | 0 | 0 | 0 | 0 | 0 | 0 | 0 | 0 | 0 | 0 | 0 | 0 | 0 | 0 | 0 | 0 | 0 | 0 | 0
SA1 | CCGT | 728.0086 | 125.9504 | 374.6461 | 1274.2757 | 1346.7247 | 1157.0857 | 1333.4335 | 1223.5478 | 1377.8303 | 1911.8296 | 1924.9278 | 1708.9092 | 1841.7464 | 0.025083 | 0.024391 | 0.024917 | 0.024499 | 0.02487 | 0.025348 | 0.024923 | 0.023585 | 0.024577 | 0.02483 | 0.024237 | 0.024028 | 0.023442
SA1 | Gas - Steam | 51.4326 | 1917.5748 | 0 | 0 | 0 | 0 | 0 | 0 | 0 | 0 | 0 | 0 | 0 | 0 | 0 | 0 | 0 | 0 | 0 | 0 | 0 | 0 | 0 | 0 | 0 | 0
SA1 | OCGT / Diesel | 71.0127 | 6.5302 | 59.2415 | 496.3075 | 635.3067 | 779.671 | 368.5638 | 430.8438 | 722.2471 | 1332.0928 | 1531.7344 | 1142.5804 | 1162.1435 | 2479.1311 | 2714.3308 | 3199.5678 | 3659.2767 | 4197.459 | 4507.4583 | 4780.8905 | 2885.8141 | 3054.3979 | 3017.407 | 3337.2185 | 3404.4235 | 3261.2912
SA1 | Hydro | 0 | 0 | 0 | 0 | 0 | 0 | 0 | 0 | 0 | 0 | 0 | 0 | 0 | 0 | 0 | 0 | 0 | 0 | 0 | 0 | 0 | 0 | 0 | 0 | 0 | 0
SA1 | Hydrogen Turbine | 0 | 2.4254 | 337.0136 | 1.0573 | 2.7339 | 26.1917 | 1.4694e-05 | 1.4899e-05 | 2.1749 | 1.9654e-05 | 2.2449e-05 | 2.4146 | 0.88282 | 4.9625 | 3.3436e-05 | 0.34752 | 0.12558 | 2.364 | 5.2188e-05 | 2.074 | 9.063 | 1.7731 | 1.3662 | 8.8568e-05 | 7.3068 | 4.2164
SA1 | Wind | 6509.5376 | 6806.1249 | 9536.0016 | 10169.9332 | 11549.9071 | 11702.0516 | 11582.8602 | 12217.1327 | 11187.7718 | 10993.7461 | 10548.7456 | 11133.1783 | 10569.4347 | 10618.937 | 10558.3877 | 9697.0738 | 10854.31 | 11080.7802 | 11118.9568 | 9899.6488 | 11983.1387 | 12536.0305 | 11896.4164 | 12299.822 | 12032.3807 | 13139.7091
SA1 | Solar PV | 1315.8367 | 1754.1527 | 2055.784 | 2709.3206 | 2566.7871 | 2701.9947 | 2752.9076 | 2652.4931 | 2785.8611 | 2704.5215 | 2703.2158 | 2703.1809 | 2824.6154 | 2621.8703 | 2809.059 | 2857.7554 | 2751.9883 | 2927.3933 | 2831.2428 | 4238.2028 | 3860.5338 | 4334.8726 | 4561.199 | 4673.6781 | 4602.6681 | 4462.6471
SA1 | Grid Battery | 235.2659 | 198.8878 | 215.731 | 216.0212 | 196.2349 | 201.8809 | 208.4811 | 196.5536 | 205.9243 | 204.4087 | 181.6847 | 184.0456 | 186.6248 | 174.3133 | 175.3067 | 173.5396 | 168.9815 | 560.8468 | 570.6138 | 509.7442 | 912.0993 | 946.3025 | 873.3062 | 900.1313 | 889.9331 | 815.0839
SA1 | Pumped Hydro | 0 | 0 | 0 | 0 | 0.00086054 | 0.00089073 | 0.0010459 | 0.0010795 | 0.0010832 | 0.0010478 | 0.0010536 | 0.001516 | 0.001516 | 0.0014709 | 0.0014897 | 0.0015485 | 0.001597 | 0.0026094 | 0.0025697 | 0.0027523 | 0.0035306 | 0.0035147 | 0.0033366 | 0.0034041 | 0.0034923 | 0.0035762
SA1 | Coordinated CER storage | 56.6217 | 52.0637 | 59.7686 | 66.5975 | 65.7569 | 75.5545 | 87.4427 | 93.0802 | 108.8357 | 121.7955 | 132.2525 | 152.3395 | 170.4296 | 180.259 | 201.2864 | 222.5465 | 242.2923 | 259.322 | 288.0503 | 313.0308 | 349.9817 | 389.4367 | 409.5888 | 445.7976 | 484.1937 | 512.0113
Total excluding storage |  | 8967.7157 | 10863.7099 | 12638.1864 | 14933.5129 | 16363.4523 | 16644.4311 | 16333.6899 | 16813.6522 | 16390.6461 | 17268.3953 | 17022.5619 | 17026.65 | 16755.8787 | 16079.4997 | 16458.3965 | 16150.857 | 17677.0005 | 19028.1928 | 19316.35 | 19743.6189 | 20000.6578 | 21262.8414 | 20759.3118 | 21656.6752 | 21420.9333 | 22194.9861
Region | Technology | 2024-25 | 2025-26 | 2026-27 | 2027-28 | 2028-29 | 2029-30 | 2030-31 | 2031-32 | 2032-33 | 2033-34 | 2034-35 | 2035-36 | 2036-37 | 2037-38 | 2038-39 | 2039-40 | 2040-41 | 2041-42 | 2042-43 | 2043-44 | 2044-45 | 2045-46 | 2046-47 | 2047-48 | 2048-49 | 2049-50
TAS1 | Black Coal | 0 | 0 | 0 | 0 | 0 | 0 | 0 | 0 | 0 | 0 | 0 | 0 | 0 | 0 | 0 | 0 | 0 | 0 | 0 | 0 | 0 | 0 | 0 | 0 | 0 | 0
TAS1 | Brown Coal | 0 | 0 | 0 | 0 | 0 | 0 | 0 | 0 | 0 | 0 | 0 | 0 | 0 | 0 | 0 | 0 | 0 | 0 | 0 | 0 | 0 | 0 | 0 | 0 | 0 | 0
TAS1 | CCGT | 0 | 0 | 4.3397e-05 | 5.4586e-05 | 5.2518e-05 | 5.0806e-05 | 0.00018372 | 0.00019598 | 0.00021906 | 0.00022481 | 0.00022769 | 0.00023529 | 0.00024653 | 0.000261 | 0.00027756 | 0.00029962 | 0.00030595 | 0.00033727 | 0.00034618 | 0.00034653 | 0.00036652 | 0.00038379 | 0.00041176 | 0.00043623 | 0.00045357 | 0.00047433
TAS1 | Gas - Steam | 0 | 0 | 0 | 0 | 0 | 0 | 0 | 0 | 0 | 0 | 0 | 0 | 0 | 0 | 0 | 0 | 0 | 0 | 0 | 0 | 0 | 0 | 0 | 0 | 0 | 0
TAS1 | OCGT / Diesel | 6.4066e-05 | 4.7223e-05 | 5.1914e-05 | 7.5998e-05 | 6.2283e-05 | 5.2887e-05 | 0.00017723 | 0.90326 | 5.4611 | 0.25241 | 1.7525 | 1.153 | 1.0586 | 1.0002 | 0.56996 | 2.3804 | 0.26719 | 1.079 | 0.37346 | 0.36123 | 1.656 | 1.2666 | 0.11559 | 0.10403 | 0.78029 | 0.21341
TAS1 | Hydro | 7705.42 | 9632.5956 | 6752.0161 | 6327.8112 | 6619.6479 | 10231.9516 | 10470.6524 | 9126.8057 | 9783.293 | 9965.9045 | 9698.1552 | 9145.3515 | 8418.9279 | 8952.137 | 8327.809 | 8644.0268 | 7888.3428 | 8132.1443 | 8309.7025 | 8324.6797 | 7960.8673 | 7611.2519 | 8500.1859 | 8158.6065 | 8869.6465 | 7973.3278
TAS1 | Hydrogen Turbine | 0 | 0 | 0 | 0 | 0 | 0 | 0 | 0 | 0 | 0 | 0 | 0 | 0 | 0 | 0 | 0 | 0 | 0 | 0 | 0 | 0 | 0 | 0 | 0 | 0 | 0
TAS1 | Wind | 1627.1874 | 1793.5453 | 3027.6519 | 4330.8671 | 4528.7808 | 4979.8885 | 6350.4851 | 6975.0997 | 7448.6105 | 7564.6242 | 8252.3427 | 8549.3569 | 9111.9941 | 8758.7727 | 9093.2146 | 8312.5213 | 8476.187 | 8506.722 | 8349.161 | 8669.4271 | 8403.7104 | 9058.4732 | 8807.292 | 9096.3589 | 8342.2617 | 8596.5832
TAS1 | Solar PV | 0 | 5.5173e-05 | 0.00012388 | 0.00015322 | 0.00016553 | 0.00018144 | 0.00021229 | 0.00021298 | 0.00026087 | 0.00034097 | 0.00032094 | 0.00035224 | 0.00035652 | 0.00032703 | 0.00036053 | 0.00093476 | 0.00085285 | 0.00093122 | 0.0010513 | 0.00092464 | 0.00097826 | 0.00099971 | 0.00090243 | 0.00099845 | 0.0010596 | 0.001003
TAS1 | Grid Battery | 0 | 0.0015363 | 0.0021982 | 0.0023352 | 0.0023827 | 0.0025115 | 0.0026241 | 0.0029485 | 0.003144 | 0.0034387 | 0.0038452 | 0.0042775 | 0.0047308 | 0.0056085 | 0.0062153 | 0.0067994 | 0.0075912 | 0.0086244 | 0.0090588 | 0.010418 | 0.012534 | 0.01253 | 0.013687 | 0.014789 | 0.016011 | 0.017546
TAS1 | Pumped Hydro | 0 | 0 | 0 | 0 | 0.001516 | 0.0017933 | 0.0022557 | 0.0025401 | 0.0027506 | 0.0028899 | 0.0029991 | 0.003648 | 0.0039184 | 0.0040959 | 0.0043512 | 0.004731 | 0.0050135 | 0.0057334 | 0.0059071 | 0.0064827 | 0.0071013 | 0.0073187 | 0.0077286 | 0.0082471 | 0.0086846 | 0.0092736
TAS1 | Coordinated CER storage | 0.11951 | 0.40691 | 0.94883 | 0.97835 | 1.0326 | 1.1783 | 1.5458 | 2.1038 | 2.4622 | 3.7127 | 4.4064 | 5.4929 | 7.3896 | 7.4853 | 10.1678 | 11.8287 | 13.8463 | 17.7885 | 21.7701 | 24.9201 | 29.734 | 37.1668 | 35.7089 | 45.3103 | 47.5699 | 56.9755
Total excluding storage |  | 9332.727 | 11426.5495 | 9780.6193 | 10659.6592 | 11149.4654 | 15213.023 | 16822.6888 | 16104.9185 | 17239.8332 | 17534.5008 | 17956.6643 | 17701.3627 | 17539.3795 | 17719.4055 | 17431.7725 | 16970.7699 | 16378.6571 | 16657.7494 | 16681.0234 | 17019.4063 | 16395.9887 | 16708.1797 | 17343.3251 | 17300.4042 | 17260.2846 | 16627.1283
Explicitly modelled pumping
Region | Technology | 2024-25 | 2025-26 | 2026-27 | 2027-28 | 2028-29 | 2029-30 | 2030-31 | 2031-32 | 2032-33 | 2033-34 | 2034-35 | 2035-36 | 2036-37 | 2037-38 | 2038-39 | 2039-40 | 2040-41 | 2041-42 | 2042-43 | 2043-44 | 2044-45 | 2045-46 | 2046-47 | 2047-48 | 2048-49 | 2049-50
NEM | Grid Battery pump | 922.8821 | 1753.274 | 2499.7038 | 3031.7751 | 2731.2152 | 3028.7429 | 3363.4164 | 3402.2542 | 3595.7285 | 3691.3664 | 4460.5434 | 4771.0107 | 4733.8444 | 4157.5344 | 4327.7894 | 4271.6582 | 4155.5566 | 5364.4408 | 5543.6405 | 5428.0504 | 9148.5228 | 8727.2713 | 7931.8825 | 7968.3142 | 7950.427 | 7465.7133
NEM | Pumped Hydro Pump | 3336.5914 | 3284.9287 | 3827.261 | 3773.0514 | 8123.9982 | 10027.483 | 19374.6319 | 19279.7624 | 19766.4133 | 20749.2703 | 20677.2011 | 21747.3029 | 21613.3645 | 19481.6314 | 19171.6206 | 20196.5554 | 19948.0123 | 20279.9373 | 21733.8282 | 22257.4747 | 23341.2175 | 23837.3368 | 21327.6068 | 20985.316 | 22820.9451 | 22067.7306
NEM | Coordinated CER storage pump | 104.7813 | 106.3919 | 132.9467 | 159.894 | 167.4412 | 202.0023 | 268.1022 | 340.7954 | 448.8655 | 562.6509 | 685.9145 | 885.6346 | 1085.7388 | 1232.5481 | 1519.5544 | 1787.7046 | 2056.1515 | 2340.4772 | 2757.3203 | 3081.2352 | 3586.573 | 4080.4284 | 4306.4587 | 4933.2716 | 5451.6913 | 5919.2601
Region | Technology | 2024-25 | 2025-26 | 2026-27 | 2027-28 | 2028-29 | 2029-30 | 2030-31 | 2031-32 | 2032-33 | 2033-34 | 2034-35 | 2035-36 | 2036-37 | 2037-38 | 2038-39 | 2039-40 | 2040-41 | 2041-42 | 2042-43 | 2043-44 | 2044-45 | 2045-46 | 2046-47 | 2047-48 | 2048-49 | 2049-50
NSW1 | Grid Battery pump | 208.7014 | 820.5296 | 1209.0737 | 1293.9995 | 1170.2968 | 1239.6402 | 1298.1231 | 1272.3263 | 1293.3401 | 1266.6126 | 1196.4019 | 1273.9183 | 1239.0919 | 1150.3937 | 1190.3105 | 1200.9686 | 1185.051 | 1736.0372 | 1755.1652 | 1711.3911 | 4624.2234 | 4131.0092 | 3516.864 | 3667.7685 | 3713.4443 | 3587.925
NSW1 | Pumped Hydro Pump | 2135.1013 | 1747.0094 | 2247.2997 | 2209.2335 | 5476.3935 | 7036.8289 | 11171.9384 | 11315.8968 | 11452.127 | 11653.1479 | 11763.3212 | 12602.1861 | 12311.4727 | 11360.0887 | 10602.1789 | 11461.4473 | 11317.4183 | 11541.7749 | 12562.3849 | 12873.8956 | 13725.1231 | 14127.6049 | 12773.8669 | 12098.1837 | 13591.7347 | 12372.7726
NSW1 | Coordinated CER storage pump | 15.9771 | 18.4737 | 24.98 | 32.1164 | 35.8685 | 44.1482 | 63.678 | 89.2205 | 123.956 | 162.7447 | 202.4503 | 271.4814 | 340.076 | 400.4128 | 506.4581 | 610.6205 | 710.2858 | 817.1493 | 958.7789 | 1063.0261 | 1253.9333 | 1431.316 | 1540.7686 | 1776.5384 | 1984.7078 | 2127.0588
Region | Technology | 2024-25 | 2025-26 | 2026-27 | 2027-28 | 2028-29 | 2029-30 | 2030-31 | 2031-32 | 2032-33 | 2033-34 | 2034-35 | 2035-36 | 2036-37 | 2037-38 | 2038-39 | 2039-40 | 2040-41 | 2041-42 | 2042-43 | 2043-44 | 2044-45 | 2045-46 | 2046-47 | 2047-48 | 2048-49 | 2049-50
QLD1 | Grid Battery pump | 211.4571 | 189.2972 | 212.6164 | 222.0405 | 211.9283 | 222.7272 | 218.8217 | 216.9662 | 217.9902 | 211.9809 | 210.3249 | 209.8399 | 199.4486 | 197.3517 | 201.7097 | 199.4402 | 196.2305 | 539.8173 | 542.9272 | 533.8962 | 748.2115 | 744.9618 | 965.8352 | 979.601 | 975.348 | 982.7354
QLD1 | Pumped Hydro Pump | 1201.49 | 1537.9193 | 1579.9613 | 1563.8179 | 1278.6504 | 1516.9477 | 6613.2105 | 6409.6755 | 6776.2068 | 7661.2511 | 7503.1763 | 7684.3364 | 7760.4192 | 6748.9999 | 7132.3132 | 7252.4124 | 7213.9174 | 7321.2089 | 7669.8894 | 7885.4384 | 8029.9243 | 8095.2746 | 7113.4518 | 7378.4924 | 7697.3377 | 8224.2324
QLD1 | Coordinated CER storage pump | 7.3024 | 8.5246 | 12.3221 | 16.1925 | 19.3201 | 25.1064 | 37.2504 | 54.397 | 77.9173 | 104.2599 | 138.1157 | 179.7379 | 218.673 | 266.3623 | 332.3952 | 394.4033 | 464.9223 | 541.3703 | 631.9271 | 718.4051 | 832.3677 | 943.0391 | 1015.4204 | 1166.9447 | 1279.0186 | 1442.8475
Region | Technology | 2024-25 | 2025-26 | 2026-27 | 2027-28 | 2028-29 | 2029-30 | 2030-31 | 2031-32 | 2032-33 | 2033-34 | 2034-35 | 2035-36 | 2036-37 | 2037-38 | 2038-39 | 2039-40 | 2040-41 | 2041-42 | 2042-43 | 2043-44 | 2044-45 | 2045-46 | 2046-47 | 2047-48 | 2048-49 | 2049-50
VIC1 | Grid Battery pump | 223.3721 | 506.9743 | 822.3334 | 1258.3921 | 1116.4779 | 1325.8451 | 1599.4091 | 1679.4258 | 1839.4755 | 1970.1509 | 2837.9795 | 3068.616 | 3073.5812 | 2602.7217 | 2726.912 | 2665.6764 | 2572.9602 | 2416.1303 | 2558.8512 | 2571.6607 | 2678.8985 | 2709.0729 | 2401.8361 | 2234.397 | 2193.2993 | 1913.4932
VIC1 | Pumped Hydro Pump | 0 | 0 | 0 | 0 | 1368.9511 | 1473.7029 | 1589.4786 | 1554.1853 | 1538.0745 | 1434.8661 | 1410.6982 | 1460.7737 | 1541.4655 | 1372.5354 | 1437.1208 | 1482.6875 | 1416.6678 | 1416.9426 | 1501.5427 | 1498.1285 | 1586.1561 | 1614.4429 | 1440.2737 | 1508.6246 | 1531.8566 | 1470.7086
VIC1 | Coordinated CER storage pump | 14.8023 | 17.5943 | 24.3695 | 31.8905 | 33.8692 | 42.2412 | 62.7152 | 85.1951 | 115.9415 | 148.1034 | 184.5526 | 248.7509 | 317.7308 | 344.9574 | 431.2831 | 507.5938 | 578.7252 | 656.8234 | 801.0382 | 903.2055 | 1053.6388 | 1202.7396 | 1227.8371 | 1410.3974 | 1563.978 | 1679.9575
Region | Technology | 2024-25 | 2025-26 | 2026-27 | 2027-28 | 2028-29 | 2029-30 | 2030-31 | 2031-32 | 2032-33 | 2033-34 | 2034-35 | 2035-36 | 2036-37 | 2037-38 | 2038-39 | 2039-40 | 2040-41 | 2041-42 | 2042-43 | 2043-44 | 2044-45 | 2045-46 | 2046-47 | 2047-48 | 2048-49 | 2049-50
SA1 | Grid Battery pump | 279.3513 | 236.4712 | 255.6777 | 257.3402 | 232.5094 | 240.5273 | 247.0595 | 233.5325 | 244.919 | 242.6179 | 215.8325 | 218.6314 | 221.717 | 207.0606 | 208.8498 | 205.5649 | 201.3058 | 672.4458 | 686.6863 | 611.0901 | 1097.1746 | 1142.2125 | 1047.3309 | 1086.5301 | 1068.3164 | 981.5388
SA1 | Pumped Hydro Pump | 0 | 0 | 0 | 0 | 0.0011325 | 0.0011764 | 0.0013733 | 0.001421 | 0.0014263 | 0.0013785 | 0.0013845 | 0.0019935 | 0.0019978 | 0.0019335 | 0.001964 | 0.0020326 | 0.0021104 | 0.0034253 | 0.0033913 | 0.0036152 | 0.0046432 | 0.0046422 | 0.0043707 | 0.0044972 | 0.0045766 | 0.0047111
SA1 | Coordinated CER storage pump | 66.5608 | 61.3203 | 70.1592 | 78.5397 | 77.1713 | 89.1174 | 102.6441 | 109.5061 | 128.1434 | 143.1875 | 155.5912 | 179.223 | 200.531 | 212.0438 | 237.4558 | 261.171 | 285.8486 | 304.2859 | 339.852 | 367.3023 | 411.7432 | 459.4319 | 480.5981 | 525.9712 | 568.1361 | 602.3663
Region | Technology | 2024-25 | 2025-26 | 2026-27 | 2027-28 | 2028-29 | 2029-30 | 2030-31 | 2031-32 | 2032-33 | 2033-34 | 2034-35 | 2035-36 | 2036-37 | 2037-38 | 2038-39 | 2039-40 | 2040-41 | 2041-42 | 2042-43 | 2043-44 | 2044-45 | 2045-46 | 2046-47 | 2047-48 | 2048-49 | 2049-50
TAS1 | Grid Battery pump | 0 | 0.0018265 | 0.0026131 | 0.0027754 | 0.0028316 | 0.002985 | 0.0031183 | 0.0035047 | 0.0037366 | 0.0040869 | 0.0045702 | 0.0050825 | 0.0056244 | 0.0066639 | 0.0073885 | 0.0080792 | 0.0090245 | 0.010248 | 0.01077 | 0.012382 | 0.014894 | 0.014896 | 0.016265 | 0.017578 | 0.019027 | 0.020853
TAS1 | Pumped Hydro Pump | 0 | 0 | 0 | 0 | 0.0020009 | 0.0023623 | 0.0029662 | 0.0033494 | 0.0036203 | 0.0038009 | 0.0039496 | 0.0047893 | 0.0051735 | 0.0053788 | 0.0057324 | 0.0062112 | 0.0066241 | 0.0075351 | 0.0077814 | 0.0085274 | 0.009334 | 0.0096485 | 0.010155 | 0.010867 | 0.011411 | 0.012201
TAS1 | Coordinated CER storage pump | 0.13876 | 0.47902 | 1.1159 | 1.1549 | 1.2121 | 1.3892 | 1.8145 | 2.4768 | 2.9073 | 4.3555 | 5.2047 | 6.4414 | 8.728 | 8.7719 | 11.9622 | 13.9161 | 16.3696 | 20.8483 | 25.7241 | 29.2961 | 34.8901 | 43.9017 | 41.8345 | 53.4199 | 55.8507 | 67.03

## Marinus_S1_Capacity
Installed capacity by technology (MW) - Marinus_S1, Green Energy Exports scenario
Capacity calculated on 1 July. In early study years some wind and solar projects enter later in the financial year and are therefore reflected in the following financial year's capacity.
Explicitly modelled generation
Region | Technology | 2024-25 | 2025-26 | 2026-27 | 2027-28 | 2028-29 | 2029-30 | 2030-31 | 2031-32 | 2032-33 | 2033-34 | 2034-35 | 2035-36 | 2036-37 | 2037-38 | 2038-39 | 2039-40 | 2040-41 | 2041-42 | 2042-43 | 2043-44 | 2044-45 | 2045-46 | 2046-47 | 2047-48 | 2048-49 | 2049-50
NEM | Black Coal | 16456 | 16456 | 13576 | 8985.5344 | 7856.6039 | 5297.7888 | 5297.7888 | 5297.7888 | 5297.7884 | 4504.9789 | 4504.9789 | 3082 | 3082 | 3082 | 3082 | 3082 | 1692 | 1692 | 1692 | 1692 | 1692 | 1692 | 1692 | 1692 | 1692 | 1692
NEM | Brown Coal | 4835 | 4835 | 4835 | 2187.8161 | 1351.6606 | 1123.7233 | 1123.7233 | 1123.7233 | 1123.7231 | 580 | 0 | 0 | 0 | 0 | 0 | 0 | 0 | 0 | 0 | 0 | 0 | 0 | 0 | 0 | 0 | 0
NEM | CCGT | 2954.9 | 2954.9 | 2774.9 | 2774.9 | 2774.9 | 2774.9 | 2774.9 | 2774.9 | 2774.9002 | 2774.9003 | 2774.9005 | 2774.901 | 2389.901 | 1964.9068 | 1964.9068 | 1820.5068 | 1820.5079 | 2670.9922 | 2670.9922 | 2230.9922 | 2230.9922 | 1756.377 | 2759.6307 | 2759.6307 | 2759.6307 | 2759.6307
NEM | Gas - Steam | 1300 | 1300 | 500 | 500 | 500 | 500 | 500 | 500 | 500 | 500 | 500 | 500 | 500 | 500 | 500 | 0 | 0 | 0 | 0 | 0 | 0 | 0 | 0 | 0 | 0 | 0
NEM | OCGT / Diesel | 8132.159 | 8132.159 | 8132.159 | 8132.1591 | 8132.1595 | 8132.1595 | 7749.6595 | 7749.6595 | 7472.8003 | 7386.3163 | 7269.3163 | 8107.7364 | 8107.7365 | 8827.0107 | 8827.0107 | 8387.0107 | 8267.0108 | 9778.7369 | 9684.7369 | 9684.737 | 9541.3084 | 9541.3084 | 8838.3088 | 8254.3089 | 8506.4741 | 8817.8631
NEM | Hydro | 7705.32 | 7705.32 | 7705.32 | 7705.32 | 7705.32 | 7705.32 | 7705.32 | 7705.32 | 7705.32 | 7705.32 | 7705.32 | 7705.32 | 7705.32 | 7618.92 | 7618.92 | 7618.92 | 7618.92 | 7618.92 | 7552.92 | 7552.92 | 7552.92 | 7552.92 | 7552.92 | 7552.92 | 7552.92 | 7552.92
NEM | Hydrogen Turbine | 0 | 200 | 400 | 400 | 400 | 400 | 400 | 400 | 400 | 400 | 400 | 400 | 400 | 400 | 400 | 400 | 400 | 400 | 400 | 400 | 400 | 400 | 400 | 400 | 400 | 400
NEM | Wind | 11633.548 | 18489.1992 | 23043.3537 | 26224.3227 | 32295.436 | 32699.1194 | 32758.5944 | 33384.0695 | 34176.5444 | 34816.8198 | 36639.9503 | 37495.9824 | 38565.7116 | 41319.097 | 41660.7044 | 42479.468 | 42128.7944 | 43423.3712 | 43404.5383 | 42121.3805 | 41515.7795 | 41650.4554 | 41490.1028 | 41592.2677 | 42077.8165 | 41916.3883
NEM | Solar PV | 10219.991 | 11900.991 | 12232.3994 | 12684.3435 | 14570.9844 | 14570.9845 | 14570.9844 | 14564.8645 | 14564.8645 | 16450.4765 | 17154.9129 | 17154.9129 | 17033.9129 | 16983.9129 | 16833.613 | 16833.6136 | 18542.025 | 19970.7996 | 21769.2487 | 24877.6663 | 25997.4047 | 27919.7508 | 29468.6325 | 29207.8958 | 29665.109 | 31655.5072
NEM | Grid Battery | 1221.4 | 1630.6649 | 2106.4087 | 2647.476 | 2795.7086 | 3435.8087 | 3918.3086 | 4430.0089 | 4941.0091 | 5450.8092 | 7034.7098 | 7034.7128 | 6984.7133 | 6984.7159 | 6984.7162 | 6984.7165 | 6984.7169 | 7497.2726 | 7497.2729 | 7239.2736 | 8588.6948 | 8379.4303 | 8425.9583 | 7884.8923 | 7685.8604 | 7025.761
NEM | Pumped Hydro | 810 | 1060 | 1060 | 1060 | 3228.2779 | 3228.2781 | 7266.2782 | 7266.2783 | 7266.2784 | 7266.2785 | 7266.2785 | 7266.279 | 7266.2791 | 7266.2792 | 7266.2793 | 7266.2795 | 7266.2796 | 7266.2841 | 7266.2842 | 7266.2843 | 7266.2874 | 7266.2875 | 7266.2877 | 7266.2879 | 7266.288 | 7266.2882
NEM | Coordinated CER storage | 107.1 | 128.2 | 151 | 176.2 | 205.3 | 240.2 | 286.6 | 345.02 | 415.91 | 502.21 | 604.02 | 722.32 | 855.92 | 1006.91 | 1174.67 | 1357.13 | 1554.75 | 1768.71 | 1999.49 | 2247.6 | 2515.95 | 2806.94 | 3116.31 | 3444.13 | 3785.5601 | 4140.06
Total excluding storage |  | 65375.418 | 74792.434 | 76516.5408 | 73478.0718 | 81816.3509 | 80108.2822 | 84352.1573 | 85541.6327 | 86639.1384 | 88338.1096 | 91854.3872 | 92244.1644 | 92891.4943 | 95953.7525 | 96312.8204 | 96229.645 | 96275.0045 | 102087.0865 | 103937.483 | 105312.8538 | 107301.337 | 108965.4695 | 111010.1507 | 110054.3332 | 111391.6587 | 113226.4184
Region | Technology | 2024-25 | 2025-26 | 2026-27 | 2027-28 | 2028-29 | 2029-30 | 2030-31 | 2031-32 | 2032-33 | 2033-34 | 2034-35 | 2035-36 | 2036-37 | 2037-38 | 2038-39 | 2039-40 | 2040-41 | 2041-42 | 2042-43 | 2043-44 | 2044-45 | 2045-46 | 2046-47 | 2047-48 | 2048-49 | 2049-50
NSW1 | Black Coal | 8330 | 8330 | 5450 | 4564.7983 | 3435.8678 | 2182.8088 | 2182.8088 | 2182.8088 | 2182.8088 | 1390 | 1390 | 1390 | 1390 | 1390 | 1390 | 1390 | 0 | 0 | 0 | 0 | 0 | 0 | 0 | 0 | 0 | 0
NSW1 | Brown Coal | 0 | 0 | 0 | 0 | 0 | 0 | 0 | 0 | 0 | 0 | 0 | 0 | 0 | 0 | 0 | 0 | 0 | 0 | 0 | 0 | 0 | 0 | 0 | 0 | 0 | 0
NSW1 | CCGT | 440 | 440 | 440 | 440 | 440 | 440 | 440 | 440 | 440 | 440.0001 | 440.0002 | 440.0002 | 440.0002 | 440.0005 | 440.0005 | 440.0005 | 440.0016 | 440.0032 | 440.0032 | 0.003172 | 0.003172 | 0.003172 | 0.0031732 | 0.0031737 | 0.0031739 | 0.0031749
NSW1 | Gas - Steam | 0 | 0 | 0 | 0 | 0 | 0 | 0 | 0 | 0 | 0 | 0 | 0 | 0 | 0 | 0 | 0 | 0 | 0 | 0 | 0 | 0 | 0 | 0 | 0 | 0 | 0
NSW1 | OCGT / Diesel | 2638.999 | 2638.999 | 2638.999 | 2638.999 | 2638.9991 | 2638.9991 | 2638.9991 | 2638.9991 | 2638.9991 | 2638.9991 | 2638.9991 | 2638.9994 | 2638.9994 | 2638.9995 | 2638.9995 | 2638.9995 | 2638.9995 | 2639.0091 | 2639.0091 | 2639.0091 | 1790.0101 | 1790.0101 | 1790.0101 | 1790.0102 | 1790.0102 | 1790.0103
NSW1 | Hydro | 2525 | 2525 | 2525 | 2525 | 2525 | 2525 | 2525 | 2525 | 2525 | 2525 | 2525 | 2525 | 2525 | 2525 | 2525 | 2525 | 2525 | 2525 | 2525 | 2525 | 2525 | 2525 | 2525 | 2525 | 2525 | 2525
NSW1 | Hydrogen Turbine | 0 | 0 | 0 | 0 | 0 | 0 | 0 | 0 | 0 | 0 | 0 | 0 | 0 | 0 | 0 | 0 | 0 | 0 | 0 | 0 | 0 | 0 | 0 | 0 | 0 | 0
NSW1 | Wind | 2616.72 | 6586.2286 | 7659.2557 | 8572.0478 | 10138.7225 | 10138.7225 | 10138.7225 | 10138.7225 | 10138.7225 | 10138.7225 | 10138.7225 | 10138.7225 | 10273.7188 | 11796.6842 | 11594.2042 | 11594.2043 | 11302.1282 | 11644.4092 | 11676.1259 | 11111.1459 | 11111.146 | 11633.9574 | 11430.5687 | 11439.2946 | 11795.4136 | 12041.7465
NSW1 | Solar PV | 4365.013 | 5267.013 | 5598.421 | 5801.1583 | 7608.9318 | 7608.9318 | 7608.9318 | 7608.9318 | 7608.9318 | 7608.9319 | 7608.9319 | 7608.9319 | 7608.9319 | 7608.9319 | 7458.6319 | 7458.632 | 8923.892 | 10319.6765 | 11931.1829 | 13215.3795 | 13322.6426 | 14695.9496 | 15939.1263 | 15933.96 | 16109.8399 | 16198.1297
NSW1 | Grid Battery | 52 | 461.263 | 587.0017 | 587.0017 | 587.0017 | 587.0017 | 587.0017 | 587.0017 | 587.0017 | 587.0017 | 587.0017 | 587.0018 | 537.0018 | 537.0025 | 537.0025 | 537.0025 | 537.0027 | 911.8215 | 911.8215 | 911.8215 | 1925.5364 | 1726.2737 | 1600.5364 | 1600.5372 | 1600.5372 | 1600.5373
NSW1 | Pumped Hydro | 240 | 240 | 240 | 240 | 1915.0001 | 1915.0001 | 3955.0001 | 3955.0001 | 3955.0001 | 3955.0001 | 3955.0001 | 3955.0001 | 3955.0001 | 3955.0001 | 3955.0001 | 3955.0001 | 3955.0001 | 3955.0016 | 3955.0016 | 3955.0016 | 3955.002 | 3955.002 | 3955.002 | 3955.002 | 3955.002 | 3955.002
NSW1 | Coordinated CER storage | 18.1 | 23.2 | 29.3 | 35.7 | 43.4 | 52.3 | 66.19 | 84.12 | 106.55 | 134.22 | 167.32 | 206.13 | 250.43 | 300.72 | 356.95 | 418.78 | 486.22 | 559.6 | 638.81 | 724.01 | 816.01 | 915.78 | 1021.82 | 1134.29 | 1251.71 | 1373.95
Total excluding storage |  | 21225.832 | 26511.7037 | 25167.9774 | 25404.705 | 29332.9229 | 28088.764 | 30142.654 | 30160.584 | 30183.014 | 29417.8754 | 29450.9755 | 29489.7858 | 29619.0822 | 31192.3387 | 30895.7888 | 30957.619 | 30808.2441 | 32994.5211 | 34716.9542 | 35081.3709 | 35445.3503 | 37241.976 | 38262.0666 | 38378.0971 | 39027.5161 | 39484.379
Region | Technology | 2024-25 | 2025-26 | 2026-27 | 2027-28 | 2028-29 | 2029-30 | 2030-31 | 2031-32 | 2032-33 | 2033-34 | 2034-35 | 2035-36 | 2036-37 | 2037-38 | 2038-39 | 2039-40 | 2040-41 | 2041-42 | 2042-43 | 2043-44 | 2044-45 | 2045-46 | 2046-47 | 2047-48 | 2048-49 | 2049-50
QLD1 | Black Coal | 8126 | 8126 | 8126 | 4420.7361 | 4420.7361 | 3114.9799 | 3114.9799 | 3114.9799 | 3114.9796 | 3114.9789 | 3114.9789 | 1692 | 1692 | 1692 | 1692 | 1692 | 1692 | 1692 | 1692 | 1692 | 1692 | 1692 | 1692 | 1692 | 1692 | 1692
QLD1 | Brown Coal | 0 | 0 | 0 | 0 | 0 | 0 | 0 | 0 | 0 | 0 | 0 | 0 | 0 | 0 | 0 | 0 | 0 | 0 | 0 | 0 | 0 | 0 | 0 | 0 | 0 | 0
QLD1 | CCGT | 1597.9 | 1597.9 | 1597.9 | 1597.9 | 1597.9 | 1597.9 | 1597.9 | 1597.9 | 1597.9 | 1597.9 | 1597.9 | 1597.9004 | 1212.9004 | 1316.902 | 1316.902 | 1172.5021 | 1172.5021 | 2022.9848 | 2022.9848 | 2022.9848 | 2022.9848 | 1548.3696 | 2551.6233 | 2551.6233 | 2551.6233 | 2551.6233
QLD1 | Gas - Steam | 0 | 0 | 0 | 0 | 0 | 0 | 0 | 0 | 0 | 0 | 0 | 0 | 0 | 0 | 0 | 0 | 0 | 0 | 0 | 0 | 0 | 0 | 0 | 0 | 0 | 0
QLD1 | OCGT / Diesel | 1954.5 | 1954.5 | 1954.5 | 1954.5 | 1954.5003 | 1954.5003 | 1954.5003 | 1954.5003 | 1954.5003 | 2038.0163 | 1921.0163 | 2779.6237 | 2779.6237 | 2779.6237 | 2779.6237 | 2779.6237 | 2779.6237 | 2779.6237 | 2779.6237 | 2779.6237 | 2779.6239 | 2779.6239 | 2230.6242 | 2230.6242 | 2482.7894 | 2794.1782
QLD1 | Hydro | 152.4 | 152.4 | 152.4 | 152.4 | 152.4 | 152.4 | 152.4 | 152.4 | 152.4 | 152.4 | 152.4 | 152.4 | 152.4 | 66 | 66 | 66 | 66 | 66 | 0 | 0 | 0 | 0 | 0 | 0 | 0 | 0
QLD1 | Hydrogen Turbine | 0 | 0 | 200 | 200 | 200 | 200 | 200 | 200 | 200 | 200 | 200 | 200 | 200 | 200 | 200 | 200 | 200 | 200 | 200 | 200 | 200 | 200 | 200 | 200 | 200 | 200
QLD1 | Wind | 1922.408 | 3307.5506 | 6145.4209 | 6838.4239 | 8954.2481 | 8954.2481 | 8954.2481 | 8954.2481 | 8954.2481 | 8954.2485 | 10180.83 | 10180.83 | 10180.83 | 10180.8302 | 10180.8303 | 10180.8303 | 10240.5135 | 10742.11 | 10742.1101 | 10561.5923 | 10108.7025 | 10256.8032 | 10256.8051 | 10256.8052 | 10326.16 | 10356.706
QLD1 | Solar PV | 4013.785 | 4013.785 | 4013.785 | 4013.7858 | 4020.9576 | 4020.9576 | 4020.9576 | 4020.9576 | 4020.9576 | 5906.5696 | 6611.0059 | 6611.0059 | 6490.0059 | 6440.0059 | 6440.0059 | 6440.0059 | 6683.1572 | 6683.1575 | 6870.1 | 7932.452 | 8032.2341 | 8353.6786 | 8089.325 | 7912.9545 | 8352.2669 | 10708.3742
QLD1 | Grid Battery | 258 | 258.0005 | 258.002 | 258.002 | 258.0025 | 258.0025 | 258.0025 | 258.0025 | 258.0025 | 258.0026 | 258.003 | 258.0055 | 258.0055 | 258.0057 | 258.0057 | 258.0057 | 258.0058 | 495.0065 | 495.0066 | 495.0071 | 637.091 | 637.0904 | 809.3582 | 809.3582 | 809.3578 | 809.3579
QLD1 | Pumped Hydro | 570 | 820 | 820 | 820 | 820.0084 | 820.0084 | 2818.0084 | 2818.0084 | 2818.0084 | 2818.0085 | 2818.0085 | 2818.0085 | 2818.0085 | 2818.0086 | 2818.0086 | 2818.0086 | 2818.0086 | 2818.0093 | 2818.0093 | 2818.0093 | 2818.0112 | 2818.0112 | 2818.0112 | 2818.0112 | 2818.0113 | 2818.0113
QLD1 | Coordinated CER storage | 8.3 | 11 | 14.1 | 17.7 | 21.8 | 27.1 | 35.96 | 47.63 | 62.22 | 80.32 | 102.12 | 127.86 | 157.29 | 190.85 | 228.57 | 269.87 | 315.04 | 364.19 | 417.59 | 475.32 | 537.89 | 605.96 | 678.56 | 755.7 | 836.39 | 920.48
Total excluding storage |  | 18603.293 | 20241.1361 | 23282.1079 | 20273.4479 | 22400.5531 | 21100.0969 | 23106.9569 | 23118.6269 | 23133.2165 | 25120.4444 | 26956.2627 | 26417.634 | 25941.064 | 25942.2262 | 25979.9462 | 25876.8463 | 26224.8508 | 27863.0818 | 28037.4245 | 28976.9892 | 28828.5373 | 28891.537 | 29326.307 | 29227.0766 | 30068.5987 | 32850.7308
Region | Technology | 2024-25 | 2025-26 | 2026-27 | 2027-28 | 2028-29 | 2029-30 | 2030-31 | 2031-32 | 2032-33 | 2033-34 | 2034-35 | 2035-36 | 2036-37 | 2037-38 | 2038-39 | 2039-40 | 2040-41 | 2041-42 | 2042-43 | 2043-44 | 2044-45 | 2045-46 | 2046-47 | 2047-48 | 2048-49 | 2049-50
VIC1 | Black Coal | 0 | 0 | 0 | 0 | 0 | 0 | 0 | 0 | 0 | 0 | 0 | 0 | 0 | 0 | 0 | 0 | 0 | 0 | 0 | 0 | 0 | 0 | 0 | 0 | 0 | 0
VIC1 | Brown Coal | 4835 | 4835 | 4835 | 2187.8161 | 1351.6606 | 1123.7233 | 1123.7233 | 1123.7233 | 1123.7231 | 580 | 0 | 0 | 0 | 0 | 0 | 0 | 0 | 0 | 0 | 0 | 0 | 0 | 0 | 0 | 0 | 0
VIC1 | CCGT | 0 | 0 | 0 | 0 | 0 | 0 | 0 | 0 | 0 | 0 | 0 | 0 | 0 | 0 | 0 | 0 | 0 | 0 | 0 | 0 | 0 | 0 | 0 | 0 | 0 | 0
VIC1 | Gas - Steam | 500 | 500 | 500 | 500 | 500 | 500 | 500 | 500 | 500 | 500 | 500 | 500 | 500 | 500 | 500 | 0 | 0 | 0 | 0 | 0 | 0 | 0 | 0 | 0 | 0 | 0
VIC1 | OCGT / Diesel | 1900 | 1900 | 1900 | 1900.0001 | 1900.0002 | 1900.0002 | 1900.0002 | 1900.0002 | 1900.0003 | 1730.0003 | 1730.0003 | 1730.0006 | 1730.0006 | 1730.0008 | 1730.0008 | 1290.0008 | 1290.0008 | 2291.7874 | 2197.7874 | 2197.7875 | 3113.3577 | 3113.3577 | 3113.3577 | 2529.3577 | 2529.3577 | 2529.3577
VIC1 | Hydro | 2279.02 | 2279.02 | 2279.02 | 2279.02 | 2279.02 | 2279.02 | 2279.02 | 2279.02 | 2279.02 | 2279.02 | 2279.02 | 2279.02 | 2279.02 | 2279.02 | 2279.02 | 2279.02 | 2279.02 | 2279.02 | 2279.02 | 2279.02 | 2279.02 | 2279.02 | 2279.02 | 2279.02 | 2279.02 | 2279.02
VIC1 | Hydrogen Turbine | 0 | 0 | 0 | 0 | 0 | 0 | 0 | 0 | 0 | 0 | 0 | 0 | 0 | 0 | 0 | 0 | 0 | 0 | 0 | 0 | 0 | 0 | 0 | 0 | 0 | 0
VIC1 | Wind | 4181.36 | 5269.36 | 5269.3601 | 6341.531 | 7687.519 | 7841.5314 | 7841.5314 | 8341.5314 | 9008.5314 | 9622.0314 | 10097.0314 | 11097.0314 | 12097.0315 | 13029.8316 | 13609.8316 | 14609.8316 | 14321.5316 | 14321.5316 | 14270.9816 | 13947.1817 | 13635.1817 | 12771.6277 | 12771.6277 | 12865.0666 | 12885.0737 | 12446.7665
VIC1 | Solar PV | 1171.573 | 1563.573 | 1563.573 | 1563.5736 | 1563.5739 | 1563.5739 | 1563.5739 | 1563.5739 | 1563.5739 | 1563.5739 | 1563.5739 | 1563.5739 | 1563.5739 | 1563.5739 | 1563.5739 | 1563.574 | 1563.574 | 1563.575 | 1563.575 | 1563.5785 | 2746.2717 | 2715.1687 | 2857.6839 | 2857.6839 | 2699.7041 | 2302.2543
VIC1 | Grid Battery | 377.33 | 377.3305 | 727.3327 | 1268.4 | 1416.6322 | 2056.7322 | 2569.2321 | 3080.9323 | 3591.9324 | 4101.7323 | 5710.6322 | 5710.6319 | 5710.6322 | 5710.6323 | 5710.6323 | 5710.6323 | 5710.6323 | 5410.6335 | 5410.6335 | 5410.6335 | 5410.635 | 5410.6345 | 5410.6323 | 4869.565 | 4721.3329 | 4061.2328
VIC1 | Pumped Hydro | 0 | 0 | 0 | 0 | 493.2687 | 493.2687 | 493.2687 | 493.2687 | 493.2687 | 493.2687 | 493.2687 | 493.2687 | 493.2687 | 493.2687 | 493.2687 | 493.2687 | 493.2687 | 493.2703 | 493.2703 | 493.2703 | 493.2709 | 493.2709 | 493.2709 | 493.2709 | 493.2709 | 493.2709
VIC1 | Coordinated CER storage | 15.1 | 20.7 | 26.7 | 33.6 | 42.1 | 52 | 65.42 | 82.51 | 103.52 | 129.34 | 159.89 | 195.54 | 236.06 | 282.14 | 333.34 | 389.28 | 449.98 | 515.86 | 587.11 | 663.9 | 746.83 | 836.96 | 932.89 | 1034.61 | 1140.58 | 1250.8
Total excluding storage |  | 15259.383 | 16744.9835 | 17100.9859 | 16073.9408 | 17233.7746 | 17809.8497 | 18335.7696 | 19364.5598 | 20563.5699 | 20998.9666 | 22533.4166 | 23569.0665 | 24609.5869 | 25588.4673 | 26219.6673 | 26335.6073 | 26108.0074 | 26875.6778 | 26802.3779 | 26555.3716 | 28424.5671 | 27620.0395 | 27858.4825 | 26928.5741 | 26748.3393 | 25362.7022
Region | Technology | 2024-25 | 2025-26 | 2026-27 | 2027-28 | 2028-29 | 2029-30 | 2030-31 | 2031-32 | 2032-33 | 2033-34 | 2034-35 | 2035-36 | 2036-37 | 2037-38 | 2038-39 | 2039-40 | 2040-41 | 2041-42 | 2042-43 | 2043-44 | 2044-45 | 2045-46 | 2046-47 | 2047-48 | 2048-49 | 2049-50
SA1 | Black Coal | 0 | 0 | 0 | 0 | 0 | 0 | 0 | 0 | 0 | 0 | 0 | 0 | 0 | 0 | 0 | 0 | 0 | 0 | 0 | 0 | 0 | 0 | 0 | 0 | 0 | 0
SA1 | Brown Coal | 0 | 0 | 0 | 0 | 0 | 0 | 0 | 0 | 0 | 0 | 0 | 0 | 0 | 0 | 0 | 0 | 0 | 0 | 0 | 0 | 0 | 0 | 0 | 0 | 0 | 0
SA1 | CCGT | 709 | 709 | 529 | 529 | 529 | 529 | 529 | 529 | 529.0002 | 529.0002 | 529.0003 | 529.0004 | 529.0004 | 0.0042294 | 0.0042294 | 0.0042296 | 0.0042297 | 0.0042301 | 0.0042302 | 0.0042303 | 0.0042304 | 0.0042305 | 0.0042309 | 0.004231 | 0.0042312 | 0.0042313
SA1 | Gas - Steam | 800 | 800 | 0 | 0 | 0 | 0 | 0 | 0 | 0 | 0 | 0 | 0 | 0 | 0 | 0 | 0 | 0 | 0 | 0 | 0 | 0 | 0 | 0 | 0 | 0 | 0
SA1 | OCGT / Diesel | 1460.66 | 1460.66 | 1460.66 | 1460.66 | 1460.66 | 1460.66 | 1078.16 | 1078.16 | 801.3006 | 801.3006 | 801.3006 | 781.1128 | 781.1128 | 1500.3865 | 1500.3865 | 1500.3865 | 1500.3865 | 2010.3164 | 2010.3164 | 2010.3164 | 1800.3164 | 1800.3164 | 1646.3164 | 1646.3164 | 1646.3164 | 1646.3164
SA1 | Hydro | 0 | 0 | 0 | 0 | 0 | 0 | 0 | 0 | 0 | 0 | 0 | 0 | 0 | 0 | 0 | 0 | 0 | 0 | 0 | 0 | 0 | 0 | 0 | 0 | 0 | 0
SA1 | Hydrogen Turbine | 0 | 200 | 200 | 200 | 200 | 200 | 200 | 200 | 200 | 200 | 200 | 200 | 200 | 200 | 200 | 200 | 200 | 200 | 200 | 200 | 200 | 200 | 200 | 200 | 200 | 200
SA1 | Wind | 2349.71 | 2762.71 | 3122.7588 | 3342.5537 | 4101.9717 | 4048.4698 | 3982.4698 | 3982.4698 | 3982.4698 | 3883.7698 | 3883.7698 | 3615.8706 | 3431.0706 | 3609.1574 | 3450.1575 | 3149.3884 | 3319.4077 | 3770.107 | 3770.1071 | 3556.2471 | 3859.5359 | 4186.8536 | 4229.8878 | 4229.8879 | 4269.9557 | 4269.9558
SA1 | Solar PV | 669.62 | 1056.62 | 1056.6204 | 1305.8258 | 1377.5209 | 1377.5209 | 1377.5209 | 1371.4009 | 1371.4009 | 1371.4009 | 1371.4009 | 1371.4009 | 1371.4009 | 1371.401 | 1371.401 | 1371.401 | 1371.4011 | 1404.3897 | 1404.3899 | 2166.2554 | 1896.2554 | 2154.9529 | 2582.4963 | 2503.2963 | 2503.2969 | 2446.7478
SA1 | Grid Battery | 532.07 | 532.0705 | 532.0717 | 532.0717 | 532.0717 | 532.0717 | 502.0717 | 502.0717 | 502.0717 | 502.0717 | 477.0717 | 477.0724 | 477.0724 | 477.0739 | 477.0739 | 477.0739 | 477.074 | 677.8084 | 677.8085 | 419.8085 | 613.4288 | 603.4282 | 603.4276 | 603.4277 | 552.6279 | 552.628
SA1 | Pumped Hydro | 0 | 0 | 0 | 0 | 0.00035109 | 0.00035606 | 0.00035645 | 0.000357 | 0.00036718 | 0.0003707 | 0.00037342 | 0.00053275 | 0.0005366 | 0.00055637 | 0.00055856 | 0.00056313 | 0.0005713 | 0.0010069 | 0.0010116 | 0.0010173 | 0.0012566 | 0.0012599 | 0.0012613 | 0.0012633 | 0.0012699 | 0.0012801
SA1 | Coordinated CER storage | 64.7 | 72.1 | 79.3 | 87.2 | 95.5 | 105.7 | 115.45 | 126.52 | 138.58 | 152.23 | 167.31 | 183.79 | 201.26 | 220.16 | 240.21 | 260.72 | 281.82 | 303.92 | 326.93 | 351.04 | 377.24 | 405.15 | 434.36 | 464.89 | 495.8 | 527.13
Total excluding storage |  | 6585.76 | 7593.1605 | 6980.4109 | 7457.3111 | 8296.7246 | 8253.4228 | 7784.6728 | 7789.6228 | 7524.8235 | 7439.7736 | 7429.8537 | 7158.2476 | 6990.9177 | 7378.1836 | 7239.2337 | 6958.9746 | 7150.0941 | 8366.5467 | 8389.5571 | 8703.6726 | 8746.7819 | 9350.7066 | 9696.4936 | 9647.8238 | 9668.0024 | 9642.7836
Region | Technology | 2024-25 | 2025-26 | 2026-27 | 2027-28 | 2028-29 | 2029-30 | 2030-31 | 2031-32 | 2032-33 | 2033-34 | 2034-35 | 2035-36 | 2036-37 | 2037-38 | 2038-39 | 2039-40 | 2040-41 | 2041-42 | 2042-43 | 2043-44 | 2044-45 | 2045-46 | 2046-47 | 2047-48 | 2048-49 | 2049-50
TAS1 | Black Coal | 0 | 0 | 0 | 0 | 0 | 0 | 0 | 0 | 0 | 0 | 0 | 0 | 0 | 0 | 0 | 0 | 0 | 0 | 0 | 0 | 0 | 0 | 0 | 0 | 0 | 0
TAS1 | Brown Coal | 0 | 0 | 0 | 0 | 0 | 0 | 0 | 0 | 0 | 0 | 0 | 0 | 0 | 0 | 0 | 0 | 0 | 0 | 0 | 0 | 0 | 0 | 0 | 0 | 0 | 0
TAS1 | CCGT | 208 | 208 | 208 | 208 | 208 | 208 | 208 | 208 | 208 | 208 | 208 | 208 | 208 | 208 | 208 | 208 | 208 | 208 | 208 | 208 | 208 | 208 | 208 | 208 | 208 | 208
TAS1 | Gas - Steam | 0 | 0 | 0 | 0 | 0 | 0 | 0 | 0 | 0 | 0 | 0 | 0 | 0 | 0 | 0 | 0 | 0 | 0 | 0 | 0 | 0 | 0 | 0 | 0 | 0 | 0
TAS1 | OCGT / Diesel | 178 | 178 | 178 | 178 | 178 | 178 | 178 | 178 | 178 | 178 | 178 | 178 | 178.0001 | 178.0001 | 178.0001 | 178.0001 | 58.0001 | 58.0003 | 58.0003 | 58.0003 | 58.0003 | 58.0003 | 58.0003 | 58.0004 | 58.0004 | 58.0004
TAS1 | Hydro | 2748.9 | 2748.9 | 2748.9 | 2748.9 | 2748.9 | 2748.9 | 2748.9 | 2748.9 | 2748.9 | 2748.9 | 2748.9 | 2748.9 | 2748.9 | 2748.9 | 2748.9 | 2748.9 | 2748.9 | 2748.9 | 2748.9 | 2748.9 | 2748.9 | 2748.9 | 2748.9 | 2748.9 | 2748.9 | 2748.9
TAS1 | Hydrogen Turbine | 0 | 0 | 0 | 0 | 0 | 0 | 0 | 0 | 0 | 0 | 0 | 0 | 0 | 0 | 0 | 0 | 0 | 0 | 0 | 0 | 0 | 0 | 0 | 0 | 0 | 0
TAS1 | Wind | 563.35 | 563.35 | 846.5582 | 1129.7663 | 1412.9747 | 1716.1476 | 1841.6225 | 1967.0976 | 2092.5726 | 2218.0476 | 2339.5966 | 2463.5279 | 2583.0607 | 2702.5935 | 2825.6808 | 2945.2135 | 2945.2135 | 2945.2135 | 2945.2135 | 2945.2135 | 2801.2135 | 2801.2135 | 2801.2135 | 2801.2135 | 2801.2135 | 2801.2135
TAS1 | Solar PV | 0 | 0 | 0 | 0 | 0.00011084 | 0.0001109 | 0.00011678 | 0.00012843 | 0.00014567 | 0.00017408 | 0.000176 | 0.0001915 | 0.00019369 | 0.00020271 | 0.00020576 | 0.00065346 | 0.0006538 | 0.00089124 | 0.0009201 | 0.00092996 | 0.00096127 | 0.00099438 | 0.0010416 | 0.0010696 | 0.0011045 | 0.0011393
TAS1 | Grid Battery | 2 | 2.0003 | 2.0006 | 2.0006 | 2.0006 | 2.0006 | 2.0007 | 2.0008 | 2.0008 | 2.001 | 2.0011 | 2.0012 | 2.0014 | 2.0017 | 2.0019 | 2.0021 | 2.0023 | 2.0027 | 2.0028 | 2.0029 | 2.0036 | 2.0035 | 2.0039 | 2.0042 | 2.0046 | 2.005
TAS1 | Pumped Hydro | 0 | 0 | 0 | 0 | 0.0003536 | 0.00055143 | 0.00070708 | 0.00078105 | 0.00087214 | 0.00091582 | 0.00093444 | 0.0011348 | 0.0012219 | 0.0012835 | 0.0013778 | 0.0014887 | 0.001556 | 0.0018224 | 0.0018689 | 0.0019088 | 0.0020894 | 0.0021545 | 0.002283 | 0.0024333 | 0.0025682 | 0.0027158
TAS1 | Coordinated CER storage | 0.9 | 1.2 | 1.6 | 2 | 2.5 | 3.1 | 3.58 | 4.24 | 5.04 | 6.1 | 7.38 | 9 | 10.88 | 13.04 | 15.6 | 18.48 | 21.69 | 25.14 | 29.05 | 33.33 | 37.98 | 43.09 | 48.68 | 54.64 | 61.08 | 67.7
Total excluding storage |  | 3701.15 | 3701.4503 | 3985.0587 | 4268.6669 | 4552.3757 | 4856.1489 | 4982.104 | 5108.2393 | 5234.5144 | 5361.0497 | 5483.8788 | 5609.4305 | 5730.8436 | 5852.5368 | 5978.1844 | 6100.5978 | 5983.8081 | 5987.2591 | 5991.1694 | 5995.4495 | 5856.1004 | 5861.2105 | 5866.8011 | 5872.7616 | 5879.2022 | 5885.8228
Explicitly modelled pumping
Region | Technology | 2024-25 | 2025-26 | 2026-27 | 2027-28 | 2028-29 | 2029-30 | 2030-31 | 2031-32 | 2032-33 | 2033-34 | 2034-35 | 2035-36 | 2036-37 | 2037-38 | 2038-39 | 2039-40 | 2040-41 | 2041-42 | 2042-43 | 2043-44 | 2044-45 | 2045-46 | 2046-47 | 2047-48 | 2048-49 | 2049-50
NEM | Grid Battery pump | 1221.4 | 1630.6649 | 2106.4087 | 2647.476 | 2795.7086 | 3435.8087 | 3918.3086 | 4430.0089 | 4941.0091 | 5450.8092 | 7034.7098 | 7034.7128 | 6984.7133 | 6984.7159 | 6984.7162 | 6984.7165 | 6984.7169 | 7497.2726 | 7497.2729 | 7239.2736 | 8588.6948 | 8379.4303 | 8425.9583 | 7884.8923 | 7685.8604 | 7025.761
NEM | Pumped Hydro Pump | 1310 | 1560 | 1560 | 1560 | 3728.2779 | 3728.2781 | 7766.2782 | 7766.2783 | 7766.2784 | 7766.2785 | 7766.2785 | 7766.279 | 7766.2791 | 7766.2792 | 7766.2793 | 7766.2795 | 7766.2796 | 7766.2841 | 7766.2842 | 7766.2843 | 7766.2874 | 7766.2875 | 7766.2877 | 7766.2879 | 7766.288 | 7766.2882
NEM | Coordinated CER storage pump | 107.1 | 128.2 | 151 | 176.2 | 205.3 | 240.2 | 286.6 | 345.02 | 415.91 | 502.21 | 604.02 | 722.32 | 855.92 | 1006.91 | 1174.67 | 1357.13 | 1554.75 | 1768.71 | 1999.49 | 2247.6 | 2515.95 | 2806.94 | 3116.31 | 3444.13 | 3785.5601 | 4140.06
Region | Technology | 2024-25 | 2025-26 | 2026-27 | 2027-28 | 2028-29 | 2029-30 | 2030-31 | 2031-32 | 2032-33 | 2033-34 | 2034-35 | 2035-36 | 2036-37 | 2037-38 | 2038-39 | 2039-40 | 2040-41 | 2041-42 | 2042-43 | 2043-44 | 2044-45 | 2045-46 | 2046-47 | 2047-48 | 2048-49 | 2049-50
NSW1 | Grid Battery pump | 52 | 461.263 | 587.0017 | 587.0017 | 587.0017 | 587.0017 | 587.0017 | 587.0017 | 587.0017 | 587.0017 | 587.0017 | 587.0018 | 537.0018 | 537.0025 | 537.0025 | 537.0025 | 537.0027 | 911.8215 | 911.8215 | 911.8215 | 1925.5364 | 1726.2737 | 1600.5364 | 1600.5372 | 1600.5372 | 1600.5373
NSW1 | Pumped Hydro Pump | 840 | 840 | 840 | 840 | 2515.0001 | 2515.0001 | 4555.0001 | 4555.0001 | 4555.0001 | 4555.0001 | 4555.0001 | 4555.0001 | 4555.0001 | 4555.0001 | 4555.0001 | 4555.0001 | 4555.0001 | 4555.0016 | 4555.0016 | 4555.0016 | 4555.002 | 4555.002 | 4555.002 | 4555.002 | 4555.002 | 4555.002
NSW1 | Coordinated CER storage pump | 18.1 | 23.2 | 29.3 | 35.7 | 43.4 | 52.3 | 66.19 | 84.12 | 106.55 | 134.22 | 167.32 | 206.13 | 250.43 | 300.72 | 356.95 | 418.78 | 486.22 | 559.6 | 638.81 | 724.01 | 816.01 | 915.78 | 1021.82 | 1134.29 | 1251.71 | 1373.95
Region | Technology | 2024-25 | 2025-26 | 2026-27 | 2027-28 | 2028-29 | 2029-30 | 2030-31 | 2031-32 | 2032-33 | 2033-34 | 2034-35 | 2035-36 | 2036-37 | 2037-38 | 2038-39 | 2039-40 | 2040-41 | 2041-42 | 2042-43 | 2043-44 | 2044-45 | 2045-46 | 2046-47 | 2047-48 | 2048-49 | 2049-50
QLD1 | Grid Battery pump | 258 | 258.0005 | 258.002 | 258.002 | 258.0025 | 258.0025 | 258.0025 | 258.0025 | 258.0025 | 258.0026 | 258.003 | 258.0055 | 258.0055 | 258.0057 | 258.0057 | 258.0057 | 258.0058 | 495.0065 | 495.0066 | 495.0071 | 637.091 | 637.0904 | 809.3582 | 809.3582 | 809.3578 | 809.3579
QLD1 | Pumped Hydro Pump | 470 | 720 | 720 | 720 | 720.0084 | 720.0084 | 2718.0084 | 2718.0084 | 2718.0084 | 2718.0085 | 2718.0085 | 2718.0085 | 2718.0085 | 2718.0086 | 2718.0086 | 2718.0086 | 2718.0086 | 2718.0093 | 2718.0093 | 2718.0093 | 2718.0112 | 2718.0112 | 2718.0112 | 2718.0112 | 2718.0113 | 2718.0113
QLD1 | Coordinated CER storage pump | 8.3 | 11 | 14.1 | 17.7 | 21.8 | 27.1 | 35.96 | 47.63 | 62.22 | 80.32 | 102.12 | 127.86 | 157.29 | 190.85 | 228.57 | 269.87 | 315.04 | 364.19 | 417.59 | 475.32 | 537.89 | 605.96 | 678.56 | 755.7 | 836.39 | 920.48
Region | Technology | 2024-25 | 2025-26 | 2026-27 | 2027-28 | 2028-29 | 2029-30 | 2030-31 | 2031-32 | 2032-33 | 2033-34 | 2034-35 | 2035-36 | 2036-37 | 2037-38 | 2038-39 | 2039-40 | 2040-41 | 2041-42 | 2042-43 | 2043-44 | 2044-45 | 2045-46 | 2046-47 | 2047-48 | 2048-49 | 2049-50
VIC1 | Grid Battery pump | 377.33 | 377.3305 | 727.3327 | 1268.4 | 1416.6322 | 2056.7322 | 2569.2321 | 3080.9323 | 3591.9324 | 4101.7323 | 5710.6322 | 5710.6319 | 5710.6322 | 5710.6323 | 5710.6323 | 5710.6323 | 5710.6323 | 5410.6335 | 5410.6335 | 5410.6335 | 5410.635 | 5410.6345 | 5410.6323 | 4869.565 | 4721.3329 | 4061.2328
VIC1 | Pumped Hydro Pump | 0 | 0 | 0 | 0 | 493.2687 | 493.2687 | 493.2687 | 493.2687 | 493.2687 | 493.2687 | 493.2687 | 493.2687 | 493.2687 | 493.2687 | 493.2687 | 493.2687 | 493.2687 | 493.2703 | 493.2703 | 493.2703 | 493.2709 | 493.2709 | 493.2709 | 493.2709 | 493.2709 | 493.2709
VIC1 | Coordinated CER storage pump | 15.1 | 20.7 | 26.7 | 33.6 | 42.1 | 52 | 65.42 | 82.51 | 103.52 | 129.34 | 159.89 | 195.54 | 236.06 | 282.14 | 333.34 | 389.28 | 449.98 | 515.86 | 587.11 | 663.9 | 746.83 | 836.96 | 932.89 | 1034.61 | 1140.58 | 1250.8
Region | Technology | 2024-25 | 2025-26 | 2026-27 | 2027-28 | 2028-29 | 2029-30 | 2030-31 | 2031-32 | 2032-33 | 2033-34 | 2034-35 | 2035-36 | 2036-37 | 2037-38 | 2038-39 | 2039-40 | 2040-41 | 2041-42 | 2042-43 | 2043-44 | 2044-45 | 2045-46 | 2046-47 | 2047-48 | 2048-49 | 2049-50
SA1 | Grid Battery pump | 532.07 | 532.0705 | 532.0717 | 532.0717 | 532.0717 | 532.0717 | 502.0717 | 502.0717 | 502.0717 | 502.0717 | 477.0717 | 477.0724 | 477.0724 | 477.0739 | 477.0739 | 477.0739 | 477.074 | 677.8084 | 677.8085 | 419.8085 | 613.4288 | 603.4282 | 603.4276 | 603.4277 | 552.6279 | 552.628
SA1 | Pumped Hydro Pump | 0 | 0 | 0 | 0 | 0.00035109 | 0.00035606 | 0.00035645 | 0.000357 | 0.00036718 | 0.0003707 | 0.00037342 | 0.00053275 | 0.0005366 | 0.00055637 | 0.00055856 | 0.00056313 | 0.0005713 | 0.0010069 | 0.0010116 | 0.0010173 | 0.0012566 | 0.0012599 | 0.0012613 | 0.0012633 | 0.0012699 | 0.0012801
SA1 | Coordinated CER storage pump | 64.7 | 72.1 | 79.3 | 87.2 | 95.5 | 105.7 | 115.45 | 126.52 | 138.58 | 152.23 | 167.31 | 183.79 | 201.26 | 220.16 | 240.21 | 260.72 | 281.82 | 303.92 | 326.93 | 351.04 | 377.24 | 405.15 | 434.36 | 464.89 | 495.8 | 527.13
Region | Technology | 2024-25 | 2025-26 | 2026-27 | 2027-28 | 2028-29 | 2029-30 | 2030-31 | 2031-32 | 2032-33 | 2033-34 | 2034-35 | 2035-36 | 2036-37 | 2037-38 | 2038-39 | 2039-40 | 2040-41 | 2041-42 | 2042-43 | 2043-44 | 2044-45 | 2045-46 | 2046-47 | 2047-48 | 2048-49 | 2049-50
TAS1 | Grid Battery pump | 2 | 2.0003 | 2.0006 | 2.0006 | 2.0006 | 2.0006 | 2.0007 | 2.0008 | 2.0008 | 2.001 | 2.0011 | 2.0012 | 2.0014 | 2.0017 | 2.0019 | 2.0021 | 2.0023 | 2.0027 | 2.0028 | 2.0029 | 2.0036 | 2.0035 | 2.0039 | 2.0042 | 2.0046 | 2.005
TAS1 | Pumped Hydro Pump | 0 | 0 | 0 | 0 | 0.0003536 | 0.00055143 | 0.00070708 | 0.00078105 | 0.00087214 | 0.00091582 | 0.00093444 | 0.0011348 | 0.0012219 | 0.0012835 | 0.0013778 | 0.0014887 | 0.001556 | 0.0018224 | 0.0018689 | 0.0019088 | 0.0020894 | 0.0021545 | 0.002283 | 0.0024333 | 0.0025682 | 0.0027158
TAS1 | Coordinated CER storage pump | 0.9 | 1.2 | 1.6 | 2 | 2.5 | 3.1 | 3.58 | 4.24 | 5.04 | 6.1 | 7.38 | 9 | 10.88 | 13.04 | 15.6 | 18.48 | 21.69 | 25.14 | 29.05 | 33.33 | 37.98 | 43.09 | 48.68 | 54.64 | 61.08 | 67.7

## Marinus_S1_REZ Generation
Annual sent-out generation by REZ (GWh) - Marinus_S1, Green Energy Exports scenario
Note: the REZ generation includes generation from the existing, committed and anticipated renewables mapped to the relevant REZs
Explicitly modelled generation
Region | REZ | REZ Name | Technology | 2024-25 | 2025-26 | 2026-27 | 2027-28 | 2028-29 | 2029-30 | 2030-31 | 2031-32 | 2032-33 | 2033-34 | 2034-35 | 2035-36 | 2036-37 | 2037-38 | 2038-39 | 2039-40 | 2040-41 | 2041-42 | 2042-43 | 2043-44 | 2044-45 | 2045-46 | 2046-47 | 2047-48 | 2048-49 | 2049-50
QLD | Q1 | Far North QLD | Solar | 0 | 3.9425e-05 | 5.0792e-05 | 6.6744e-05 | 7.6386e-05 | 8.4078e-05 | 8.0398e-05 | 7.4704e-05 | 8.3954e-05 | 9.2439e-05 | 8.6008e-05 | 9.307e-05 | 9.0779e-05 | 7.8345e-05 | 8.7754e-05 | 9.1083e-05 | 8.4931e-05 | 9.244e-05 | 9.2553e-05 | 8.8051e-05 | 8.9106e-05 | 8.6112e-05 | 7.4071e-05 | 8.2966e-05 | 8.6473e-05 | 8.1478e-05
QLD | Q2 | North Qld Clean Energy Hub | Solar | 201.3798 | 180.6072 | 158.8287 | 187.5056 | 172.5928 | 178.8912 | 209.8278 | 205.6236 | 216.5047 | 204.5616 | 193.6084 | 205.2909 | 210.3613 | 79.2484 | 84.8899 | 85.7566 | 83.9064 | 83.2108 | 81.0563 | 77.9348 | 79.4733 | 82.5034 | 42.1949 | 43.8747 | 0.00010062 | 0.00010023
QLD | Q3 | Northern Qld | Solar | 1035.1478 | 946.2048 | 775.6011 | 972.6856 | 860.0037 | 934.928 | 1177.9707 | 1111.5549 | 1213.7178 | 1126.1025 | 1062.8128 | 1125.4712 | 1137.0723 | 1033.0184 | 1163.233 | 1208.7467 | 1156.7477 | 1194.4129 | 1587.7006 | 1433.3001 | 1676.2329 | 2121.0866 | 1788.3692 | 1966.1147 | 3462.3828 | 2771.6282
QLD | Q4 | Isaac | Solar | 1397.9727 | 1303.1088 | 1148.1617 | 1424.6637 | 1240.8324 | 1365.7103 | 1625.6483 | 1599.4677 | 1698.9658 | 1593.5917 | 1481.7883 | 1609.8377 | 1612.5943 | 1441.2066 | 1623.7318 | 1658.2391 | 1648.6749 | 1676.5609 | 1620.4846 | 1515.3523 | 1500.8821 | 1462.8993 | 1311.102 | 1472.2213 | 366.862 | 43.829
QLD | Q5 | Barcaldine | Solar | 31.4969 | 27.8924 | 25.4885 | 30.1031 | 40.3077 | 41.3214 | 49.5834 | 48.8167 | 50.6347 | 152.7021 | 141.1716 | 154.1387 | 161.0012 | 144.236 | 156.4087 | 160.5487 | 159.8219 | 160.9518 | 158.4115 | 129.8698 | 152.0807 | 166.6974 | 149.4846 | 164.5497 | 164.5763 | 153.8459
QLD | Q6 | Fitzroy | Solar | 801.9759 | 734.5795 | 625.5776 | 776.2789 | 654.5156 | 739.318 | 875.7334 | 895.737 | 923.716 | 923.3772 | 865.6528 | 898.9902 | 916.7733 | 765.3335 | 881.4577 | 895.4953 | 924.7737 | 914.5416 | 942.8293 | 889.4031 | 899.2766 | 891.7337 | 743.5276 | 854.006 | 852.3635 | 816.6589
QLD | Q7 | Wide Bay | Solar | 1249.0508 | 1097.3319 | 926.9882 | 1165.2239 | 935.2918 | 1005.6697 | 1250.3118 | 1291.8556 | 1318.9636 | 1270.2082 | 1217.3977 | 1248.6123 | 1272.02 | 1103.9512 | 1228.0086 | 1257.184 | 1316.8761 | 1275.56 | 1281.4707 | 1218.3013 | 1231.8203 | 1233.6497 | 1070.6828 | 1063.3732 | 1112.5918 | 1052.997
QLD | Q8 | Darling Downs | Solar | 3689.1471 | 3371.6672 | 2966.3651 | 3733.667 | 3070.2538 | 3335.1718 | 3914.5314 | 4081.3521 | 4050.6617 | 7839.1814 | 9151.1256 | 9713.8252 | 9656.992 | 7876.2381 | 8757.1175 | 9209.893 | 9582.8777 | 9283.5892 | 9399.7776 | 11606.1999 | 12047.5634 | 12213.2801 | 9495.3815 | 9774.4906 | 10899.1643 | 11756.2764
QLD | Q9 | Banana | Solar | 0 | 4.4092e-05 | 7.9634e-05 | 0.00023937 | 0.00029514 | 0.00032741 | 0.00035277 | 0.00036497 | 0.00037748 | 0.0021705 | 0.0083428 | 0.008744 | 0.0087923 | 0.0072344 | 0.0083046 | 0.0083463 | 582.4709 | 558.2896 | 563.51 | 540.8278 | 549.7709 | 551.3515 | 457.5779 | 1250.2675 | 1263.6384 | 6378.02
NSW | N1 | North West NSW | Solar | 437.5885 | 366.8708 | 406.3584 | 403.8082 | 397.2328 | 406.0899 | 469.9097 | 461.318 | 455.4753 | 449.0077 | 435.3974 | 456.4038 | 464.4597 | 416.6677 | 431.0959 | 462.9903 | 465.8731 | 442.8724 | 415.5265 | 409.2148 | 444.8272 | 421.4159 | 402.6611 | 429.6448 | 459.7136 | 463.1206
NSW | N2 | New England | Solar | 1258.9489 | 1301.7008 | 2023.2542 | 2461.9734 | 2174.6306 | 2312.7865 | 2577.2679 | 2827.8772 | 2719.4209 | 2840.3814 | 2695.0228 | 2859.5969 | 2867.4645 | 2311.1315 | 2472.5281 | 2681.1199 | 4103.0414 | 3833.5801 | 7883.3279 | 7229.8545 | 7822.7441 | 7658.1042 | 6255.737 | 6684.4795 | 7274.0386 | 7531.1578
NSW | N3 | Central-West Orana | Solar | 2143.7792 | 3787.0876 | 3747.1533 | 3682.0479 | 6707.0695 | 7043.8817 | 8073.659 | 7936.2062 | 7938.0133 | 7859.6826 | 7724.3853 | 8184.4459 | 8162.562 | 6893.7032 | 7204.9856 | 7977.0871 | 10037.6602 | 13181.283 | 12577.0301 | 14717.4527 | 15998.6067 | 16329.1867 | 14321.2715 | 15051.3308 | 17016.2978 | 16326.8842
NSW | N4 | Broken Hill | Solar | 123.7662 | 104.1774 | 96.9222 | 99.267 | 265.04 | 271.7327 | 301.2982 | 286.0849 | 296.4437 | 276.8572 | 286.2104 | 290.6533 | 302.5682 | 278.4518 | 288.2537 | 296.7424 | 288.2171 | 287.1843 | 251.9261 | 467.5775 | 486.1312 | 455.7414 | 417.9591 | 438.7421 | 450.0757 | 428.2305
NSW | N5 | South West NSW | Solar | 2966.535 | 2782.1865 | 3252.6878 | 3233.5435 | 3198.007 | 3262.1 | 3511.0435 | 3379.3726 | 3524.1016 | 3346.0569 | 3218.4292 | 3368.5274 | 3409.8419 | 3277.5401 | 3078.6179 | 3147.2283 | 3077.9358 | 3131.4184 | 2842.1539 | 2655.6694 | 2858.7064 | 4984.05 | 6906.3414 | 7274.1112 | 7505.9406 | 7715.0028
NSW | N6 | Wagga Wagga | Solar | 1565.9165 | 1421.8594 | 1407.6465 | 1435.6561 | 1335.628 | 1406.476 | 1552.2163 | 1460.4015 | 1544.894 | 1499.8494 | 1448.7251 | 1498.8081 | 1520.1533 | 1369.3936 | 1450.3555 | 1521.947 | 1448.9096 | 1494.9515 | 1409.3026 | 1329.2137 | 1396.5137 | 1375.3371 | 1267.0011 | 1333.2027 | 1397.7331 | 1318.1308
NSW | N7 | Tumut | Solar | 0 | 0 | 0 | 0 | 0 | 0 | 0 | 0 | 0 | 0 | 0 | 0 | 0 | 0 | 0 | 0 | 0 | 0 | 0 | 0 | 0 | 0 | 0 | 0 | 0 | 0
NSW | N8 | Cooma-Monaro | Solar | 0 | 0 | 0 | 0 | 0 | 0 | 0 | 0 | 0 | 0 | 0 | 0 | 0 | 0 | 0 | 0 | 0 | 0 | 0 | 0 | 0 | 0 | 0 | 0 | 0 | 0
VIC | V1 | Ovens Murray | Solar | 0 | 3.6522e-05 | 0.00010485 | 0.00041561 | 0.00069995 | 0.00074876 | 0.0007919 | 0.00068284 | 0.00079643 | 0.0008062 | 0.00077767 | 0.00080411 | 0.00079511 | 0.00070689 | 0.00073587 | 0.00077399 | 0.0006793 | 0.0017966 | 0.0017507 | 0.0063288 | 0.065231 | 0.063924 | 0.058667 | 0.061146 | 0.064272 | 0.056185
VIC | V2 | Murray River | Solar | 1222.0506 | 1189.8261 | 998.2058 | 1175.9797 | 1217.8945 | 1304.177 | 1354.0442 | 1314.8626 | 1385.4473 | 1352.2865 | 1626.8937 | 1658.3437 | 1692.4211 | 1573.7439 | 1637.0562 | 1596.9455 | 1553.5804 | 1626.8307 | 1574.351 | 1471.2549 | 4030.5059 | 4145.2199 | 4026.732 | 4296.3494 | 3989.2433 | 3094.0295
VIC | V3 | Western Victoria | Solar | 0 | 3.1586e-05 | 7.6819e-05 | 0.00029283 | 0.00031165 | 0.0003487 | 0.00034426 | 0.00031109 | 0.00035342 | 0.00036916 | 0.00036163 | 0.00037409 | 0.00038042 | 0.00030853 | 0.0003373 | 0.00034254 | 0.00031652 | 0.00061187 | 0.00063576 | 0.00077986 | 0.0016692 | 0.0016864 | 0.0014095 | 0.001525 | 0.0015652 | 0.0014371
VIC | V4 | South West Victoria | Solar | 0 | 0 | 0 | 0 | 0 | 0 | 0 | 0 | 0 | 0 | 0 | 0 | 0 | 0 | 0 | 0 | 0 | 0 | 0 | 0 | 0 | 0 | 0 | 0 | 0 | 0
VIC | V5 | Gippsland | Solar | 0 | 120.9989 | 102.6895 | 117.1146 | 109.028 | 118.7206 | 130.7961 | 121.2979 | 125.988 | 131.211 | 134.937 | 134.2534 | 132.576 | 114.5638 | 119.5387 | 124.5254 | 115.9462 | 116.9836 | 121.6735 | 123.0142 | 121.7483 | 121.8013 | 107.0468 | 111.8727 | 117.7106 | 112.066
VIC | V6 | Central North VIC | Solar | 847.4439 | 1085.9592 | 921.618 | 1086.0858 | 1125.5993 | 1240.5525 | 1301.8143 | 1226.4121 | 1331.6098 | 1312.5554 | 1223.0857 | 1250.9201 | 1259.9085 | 1175.3859 | 1242.961 | 1220.8999 | 1154.408 | 1222.1739 | 1204.4209 | 1101.5082 | 919.5406 | 937.4399 | 892.4558 | 945.7375 | 942.7371 | 909.2282
SA | S1 | South East SA | Solar | 296.791 | 797.9399 | 938.2786 | 965.3901 | 845.618 | 910.8755 | 916.7151 | 870.3569 | 925.9573 | 928.787 | 912.7791 | 917.3726 | 948.1737 | 867.8399 | 963.7529 | 965.6668 | 907.7123 | 942.4229 | 947.0366 | 875.2101 | 914.8174 | 902.5048 | 790.4548 | 864.04 | 837.5467 | 619.33
SA | S2 | Riverland | Solar | 42.54 | 95.1679 | 105.6862 | 110.3863 | 92.7604 | 99.4649 | 105.4069 | 89.455 | 94.7068 | 95.5628 | 95.3947 | 93.7554 | 99.0647 | 85.8407 | 92.2496 | 96.7814 | 92.4241 | 74.4741 | 73.8801 | 742.3418 | 778.7148 | 1302.7002 | 1557.7699 | 1650.3636 | 1633.1268 | 1625.4827
SA | S3 | Mid-North SA | Solar | 0 | 4.0307e-05 | 0.0001245 | 0.00050402 | 0.00045652 | 0.0004794 | 0.00049495 | 0.00045247 | 0.00048978 | 0.0005007 | 0.00050421 | 0.00049533 | 0.00052485 | 0.00045833 | 0.00048193 | 0.00051734 | 0.00052625 | 0.0012468 | 0.0012368 | 0.0014815 | 0.0014574 | 0.0019166 | 0.0019241 | 0.0020148 | 0.002089 | 0.0019624
SA | S4 | Yorke Peninsula | Solar | 0 | 0 | 0 | 0 | 0 | 0 | 0 | 0 | 0 | 0 | 0 | 0 | 0 | 0 | 0 | 0 | 0 | 0 | 0 | 0 | 0 | 0 | 0 | 0 | 0 | 0
SA | S5 | Northern SA | Solar | 730.4262 | 635.4015 | 754.8674 | 773.8186 | 740.0305 | 754.3692 | 761.2202 | 752.7719 | 780.1076 | 726.968 | 722.9992 | 724.1132 | 762.8477 | 755.2667 | 779.799 | 789.6253 | 779.0922 | 799.5913 | 747.5635 | 698.7899 | 168.6586 | 150.2687 | 146.2353 | 0.0026231 | 0.0026793 | 0.0025084
SA | S6 | Leigh Creek | Solar | 0 | 4.6525e-05 | 0.00023019 | 0.00073059 | 141.2506 | 147.2799 | 152.4711 | 150.1571 | 155.8422 | 147.9777 | 153.3574 | 153.6198 | 161.2385 | 145.4193 | 152.6626 | 158.6142 | 155.2927 | 284.1372 | 266.4812 | 448.8414 | 466.486 | 482.4692 | 641.7196 | 669.4113 | 662.8293 | 744.3845
SA | S7 | Roxby Downs | Solar | 0 | 5.2797e-05 | 0.00029789 | 604.1918 | 520.3947 | 543.1041 | 564.733 | 551.1079 | 571.0135 | 551.0563 | 571.4106 | 567.158 | 598.7383 | 535.1604 | 565.4476 | 587.9637 | 572.7797 | 587.3343 | 563.2981 | 1259.7146 | 1310.6865 | 1280.1332 | 1232.7476 | 1279.5032 | 1262.6824 | 1275.7855
SA | S8 | Eastern Eyre Peninsula | Solar | 0 | 3.5302e-05 | 8.4833e-05 | 0.00027664 | 0.00023808 | 0.00025438 | 0.00026137 | 0.00023379 | 0.00024973 | 0.00026074 | 0.00027209 | 0.00025954 | 0.00027973 | 0.00023324 | 0.00025046 | 0.00035407 | 0.00032575 | 0.00059048 | 0.00059731 | 0.00076579 | 0.00072919 | 0.00096354 | 0.00080628 | 0.00086512 | 0.001053 | 0.00096909
SA | S9 | Western Eyre Peninsula | Solar | 0 | 4.0758e-05 | 0.00016267 | 0.00074249 | 0.00066649 | 0.00070251 | 0.00073826 | 0.00067602 | 0.00073077 | 0.00073881 | 0.00075943 | 0.00073218 | 0.00076872 | 0.0006742 | 0.00071106 | 0.00074689 | 0.00075773 | 0.0028889 | 0.0028499 | 0.0039672 | 0.0038412 | 0.0069138 | 0.006033 | 0.0063488 | 0.0074867 | 0.0079863
TAS | T1 | North East Tasmania | Solar | 0 | 1.9926e-05 | 2.7863e-05 | 3.2116e-05 | 3.7506e-05 | 4.0876e-05 | 4.9299e-05 | 4.76e-05 | 6.0398e-05 | 7.2345e-05 | 7.1301e-05 | 7.7615e-05 | 7.7437e-05 | 7.5984e-05 | 8.1723e-05 | 0.00010174 | 9.1807e-05 | 0.00012254 | 0.00014524 | 0.00014214 | 0.00016326 | 0.00017417 | 0.00017606 | 0.00019822 | 0.0002219 | 0.00021242
TAS | T2 | North West Tasmania | Solar | 0 | 1.6527e-05 | 7.075e-05 | 9.0292e-05 | 9.3932e-05 | 0.00010503 | 0.00011774 | 0.00011867 | 0.00014238 | 0.00019906 | 0.00018342 | 0.000204 | 0.00020567 | 0.00018109 | 0.00020613 | 0.00074303 | 0.00067245 | 0.00069312 | 0.00076371 | 0.00064705 | 0.00066215 | 0.00065482 | 0.00055929 | 0.00061904 | 0.00062633 | 0.00057616
TAS | T3 | Central Highlands | Solar | 0 | 1.872e-05 | 2.5268e-05 | 3.0809e-05 | 3.4097e-05 | 3.5534e-05 | 4.5255e-05 | 4.6703e-05 | 5.8091e-05 | 6.9562e-05 | 6.6225e-05 | 7.0622e-05 | 7.3419e-05 | 6.9951e-05 | 7.267e-05 | 8.9992e-05 | 8.8596e-05 | 0.00011556 | 0.00014236 | 0.00013546 | 0.00015285 | 0.00017072 | 0.00016708 | 0.00018119 | 0.00021134 | 0.00021441
Region | REZ | REZ Name | Technology | 2024-25 | 2025-26 | 2026-27 | 2027-28 | 2028-29 | 2029-30 | 2030-31 | 2031-32 | 2032-33 | 2033-34 | 2034-35 | 2035-36 | 2036-37 | 2037-38 | 2038-39 | 2039-40 | 2040-41 | 2041-42 | 2042-43 | 2043-44 | 2044-45 | 2045-46 | 2046-47 | 2047-48 | 2048-49 | 2049-50
QLD | Q1 | Far North QLD | Wind | 1026.3197 | 2816.0254 | 2715.3953 | 2904.8364 | 2724.1758 | 2915.1299 | 3166.598 | 3209.9151 | 3123.4566 | 2711.8675 | 2876.249 | 3089.5412 | 3060.5533 | 2949.2793 | 3169.3374 | 3221.3317 | 3271.4664 | 3126.9917 | 2742.2452 | 2494.3554 | 2619.5912 | 2508.6306 | 2371.9393 | 2552.8498 | 1876.0911 | 1888.4335
QLD | Q2 | North Qld Clean Energy Hub | Wind | 117.391 | 163.2989 | 162.1284 | 173.9409 | 138.3399 | 137.6163 | 159.1593 | 163.766 | 164.0644 | 151.3568 | 158.4508 | 173.8435 | 180.6752 | 152.1983 | 151.9834 | 165.8896 | 172.0402 | 170.0711 | 157.1113 | 169.9214 | 180.6435 | 39.5879 | 40.1292 | 40.9681 | 41.4741 | 41.8221
QLD | Q3 | Northern Qld | Wind | 0 | 0 | 0 | 0 | 0 | 0 | 0 | 0 | 0 | 0 | 0 | 0 | 0 | 0 | 0 | 0 | 0 | 0 | 0 | 0 | 0 | 0 | 0 | 0 | 0 | 0
QLD | Q4 | Isaac | Wind | 0 | 1095.878 | 2983.3666 | 3340.6289 | 4296.2635 | 4323.5485 | 4797.2446 | 5109.2622 | 4767.2121 | 4574.1309 | 5232.7175 | 5330.7192 | 5245.5604 | 5307.2723 | 5292.279 | 5573.6463 | 6122.5872 | 5631.3613 | 5416.5955 | 5527.8708 | 5535.2036 | 5594.7319 | 5653.4763 | 5641.5528 | 6437.5994 | 6880.406
QLD | Q5 | Barcaldine | Wind | 0 | 0.00038273 | 241.6968 | 241.1965 | 265.1028 | 257.8159 | 301.954 | 285.7018 | 300.742 | 280.6778 | 266.5293 | 282.6905 | 273.4644 | 285.4146 | 276.7264 | 306.4884 | 291.3356 | 302.3665 | 286.6456 | 281.4826 | 290.4015 | 271.3831 | 283.1162 | 273.5128 | 297.346 | 281.1856
QLD | Q6 | Fitzroy | Wind | 0 | 0.0012584 | 335.3142 | 347.0729 | 2556.0011 | 2645.3347 | 2767.7047 | 2741.0164 | 2795.8769 | 2635.8667 | 2662.7663 | 2583.3052 | 2571.1739 | 2839.8333 | 2878.3406 | 2823.2658 | 2812.5094 | 2813.1086 | 2678.4918 | 2731.3424 | 2608.0582 | 2561.3406 | 2812.0594 | 2857.8411 | 2770.7976 | 2702.4184
QLD | Q7 | Wide Bay | Wind | 0 | 0.00016557 | 0.00019086 | 0.00020391 | 614.4556 | 640.8535 | 685.7386 | 631.1691 | 666.0829 | 629.0037 | 616.6405 | 636.5936 | 591.3436 | 687.6776 | 696.9487 | 694.3026 | 638.7665 | 663.9683 | 633.0544 | 619.8019 | 634.951 | 589.8713 | 680.0449 | 709.9803 | 701.3377 | 627.1796
QLD | Q8 | Darling Downs | Wind | 4421.2723 | 5542.4868 | 10219.8364 | 12651.0568 | 13797.4853 | 13440.7997 | 14518.2861 | 13557.113 | 14601.275 | 13565.485 | 15503.1741 | 16535.4641 | 16991.172 | 17177.4273 | 16678.6254 | 17079.4651 | 16054.9402 | 18471.4869 | 17671.0194 | 17263.1004 | 16701.6139 | 16792.5151 | 17255.7504 | 16805.0522 | 17017.2462 | 15880.8769
QLD | Q9 | Banana | Wind | 0 | 0.00017677 | 0.00031948 | 0.00033848 | 0.047527 | 0.047591 | 0.053308 | 0.049316 | 0.053664 | 0.049706 | 0.049792 | 0.051537 | 0.049382 | 0.053477 | 0.053361 | 0.053986 | 0.051615 | 0.053167 | 0.049691 | 0.049553 | 0.050238 | 0.048593 | 0.052024 | 0.051642 | 0.052583 | 0.049241
NSW | N1 | North West NSW | Wind | 0 | 0 | 0 | 0 | 0 | 0 | 0 | 0 | 0 | 0 | 0 | 0 | 0 | 0 | 0 | 0 | 0 | 0 | 0 | 0 | 0 | 0 | 0 | 0 | 0 | 0
NSW | N2 | New England | Wind | 1290.1119 | 9307.0498 | 9889.011 | 12897.1232 | 17690.0674 | 16262.915 | 17123.2599 | 17419.7636 | 17989.8119 | 17620.4018 | 17517.715 | 18121.9508 | 19033.8296 | 24621.0744 | 22053.8897 | 22994.0033 | 21697.1485 | 23426.1314 | 22984.5956 | 21832.9246 | 22624.5095 | 22754.754 | 24067.8723 | 21916.7684 | 22752.453 | 21353.941
NSW | N3 | Central-West Orana | Wind | 380.363 | 1979.8714 | 4217.8057 | 4344.0056 | 4528.7247 | 4246.9726 | 4405.6059 | 4205.0596 | 4447.3242 | 4335.2318 | 4315.5132 | 4568.994 | 4717.14 | 4627.1897 | 4328.9778 | 4359.8347 | 4198.7098 | 4393.7709 | 4222.3383 | 4127.5608 | 4376.9789 | 4445.5636 | 4446.6871 | 4146.2227 | 4113.4955 | 3695.9999
NSW | N4 | Broken Hill | Wind | 628.4869 | 617.0821 | 819.7463 | 816.0418 | 770.9256 | 805.7295 | 843.1173 | 845.5887 | 815.8854 | 781.4258 | 784.0162 | 833.1659 | 827.0284 | 781.3497 | 822.1567 | 839.2549 | 845.9873 | 808.8696 | 762.7278 | 168.3803 | 181.2294 | 690.5943 | 664.0479 | 697.3724 | 698.0871 | 714.1133
NSW | N5 | South West NSW | Wind | 0 | 0.0019172 | 0.0020272 | 0.0021194 | 0.0017664 | 0.0019648 | 0.0019607 | 0.0019713 | 0.0018689 | 0.001915 | 0.001916 | 0.0020479 | 0.0021153 | 0.0017484 | 0.0019415 | 0.0019476 | 0.0031689 | 0.0028508 | 0.0028527 | 0.0028568 | 0.0030392 | 0.0056955 | 0.0047346 | 0.0054848 | 0.005813 | 900.0654
NSW | N6 | Wagga Wagga | Wind | 0 | 0.00049531 | 0.00050946 | 0.00052184 | 0.00056197 | 0.00057873 | 0.00052262 | 0.00052707 | 0.00052831 | 0.00055326 | 0.00051537 | 0.00056132 | 0.00058451 | 0.00053776 | 0.00056585 | 0.00060087 | 0.00098842 | 0.00098017 | 0.00097987 | 0.00090842 | 0.00098094 | 0.0013142 | 0.0012098 | 0.0016477 | 0.0016363 | 0.0026502
NSW | N7 | Tumut | Wind | 0 | 0 | 0 | 0 | 0 | 0 | 0 | 0 | 0 | 0 | 0 | 0 | 0 | 0 | 0 | 0 | 0 | 0 | 0 | 0 | 0 | 0 | 0 | 0 | 0 | 0
NSW | N8 | Cooma-Monaro | Wind | 313.1483 | 1130.1152 | 1211.6832 | 1163.543 | 1233.7892 | 1192.1952 | 1325.8249 | 1331.9163 | 1216.8014 | 1253.3717 | 1242.2081 | 1306.8856 | 1259.837 | 1258.1224 | 1224.0025 | 1313.446 | 1235.0959 | 1117.9556 | 1142.7773 | 1100.4486 | 1186.0155 | 1099.1278 | 1132.472 | 1126.3862 | 1192.1086 | 1210.8534
VIC | V1 | Ovens Murray | Wind | 0 | 0 | 0 | 0 | 0 | 0 | 0 | 0 | 0 | 0 | 0 | 0 | 0 | 0 | 0 | 0 | 0 | 0 | 0 | 0 | 0 | 0 | 0 | 0 | 0 | 0
VIC | V2 | Murray River | Wind | 0 | 0 | 0 | 0 | 0 | 0 | 0 | 0 | 0 | 0 | 0 | 0 | 0 | 0 | 0 | 0 | 0 | 0 | 0 | 0 | 0 | 0 | 0 | 0 | 0 | 0
VIC | V3 | Western Victoria | Wind | 4903.9249 | 4749.8849 | 4653.2289 | 7491.6534 | 7013.249 | 7629.95 | 7495.9258 | 8191.0978 | 7373.5043 | 7238.8945 | 6710.7597 | 6969.978 | 7128.6586 | 6294.8519 | 6783.7711 | 6334.7364 | 6913.7138 | 6213.7632 | 6196.8735 | 5865.9036 | 5205.4429 | 5427.0327 | 4973.367 | 4823.1725 | 4501.836 | 3046.4362
VIC | V4 | South West Victoria | Wind | 5669.7488 | 8255.5319 | 8234.54 | 8798.4579 | 8151.6148 | 8906.5466 | 8727.2794 | 9485.0975 | 8441.8381 | 8509.9039 | 8772.3163 | 9133.4404 | 9352.8974 | 8175.5901 | 8102.818 | 7484.6815 | 7758.8962 | 6760.5869 | 6876.1877 | 6536.8728 | 6866.0895 | 4513.3281 | 3999.657 | 5341.679 | 5168.0955 | 6729.9601
VIC | V5 | Gippsland | Wind | 0 | 0.00021074 | 0.00056223 | 1201.4095 | 1087.2166 | 1137.6708 | 1125.3174 | 1220.4584 | 1127.0121 | 1115.9003 | 1146.7969 | 1133.9778 | 1246.1425 | 1086.6917 | 1110.294 | 1037.6917 | 1121.674 | 1035.9322 | 1047.3146 | 1063.8056 | 1062.1358 | 1192.6968 | 1063.8701 | 1092.0206 | 1047.4151 | 1160.8702
VIC | V6 | Central North VIC | Wind | 0 | 0.00011365 | 0.00030889 | 0.0016811 | 0.0015015 | 0.0016225 | 0.0015217 | 0.001549 | 0.0016095 | 0.0016566 | 0.0015154 | 0.0016724 | 0.0016585 | 0.001416 | 0.0014816 | 0.0014155 | 0.0014713 | 0.001596 | 0.0016155 | 0.0014567 | 0.0015877 | 0.0022938 | 0.0020126 | 0.0021527 | 0.0022895 | 0.0031027
SA | S1 | South East SA | Wind | 659.087 | 627.9769 | 768.0316 | 1531.8807 | 1645.3042 | 1750.1406 | 1700.9654 | 1948.6294 | 1742.8695 | 1710.786 | 1722.6097 | 1596.3388 | 1652.5369 | 1462.2856 | 1222.2363 | 1168.9362 | 1480.4721 | 2482.951 | 2447.7557 | 2361.5641 | 3193.8667 | 3555.9157 | 3174.8084 | 3390.5322 | 3216.5344 | 3661.6812
SA | S2 | Riverland | Wind | 0 | 9.136e-05 | 0.00067605 | 0.00066918 | 0.00077957 | 0.00086199 | 0.00083252 | 0.00083392 | 0.00078276 | 0.00083721 | 0.00080613 | 0.0010427 | 0.0010065 | 0.00085154 | 0.00095854 | 0.0013011 | 0.0016375 | 0.0020538 | 0.0021618 | 0.0020657 | 0.0032513 | 0.0032017 | 0.0027159 | 0.0029236 | 0.0033302 | 0.003455
SA | S3 | Mid-North SA | Wind | 3967.8091 | 4520.1587 | 5901.5077 | 5844.0922 | 5349.424 | 5468.2706 | 5513.1672 | 5815.9183 | 5277.7164 | 5113.2825 | 4811.6177 | 5275.3642 | 4682.3857 | 4388.7882 | 4519.7406 | 3627.8782 | 3853.7106 | 3501.0176 | 3592.4274 | 2748.8846 | 3495.373 | 4705.6709 | 4299.3203 | 4479.3344 | 4448.0316 | 4807.9634
SA | S4 | Yorke Peninsula | Wind | 237.2059 | 193.0791 | 302.8226 | 306.4528 | 379.2288 | 276.2112 | 272.0965 | 310.0655 | 273.9126 | 288.1283 | 268.8317 | 310.1688 | 294.2295 | 283.6922 | 294.8988 | 288.1385 | 343.4005 | 304.101 | 316.5835 | 292.0948 | 333.2225 | 308.5161 | 293.4246 | 301.2718 | 286.8622 | 329.5404
SA | S5 | Northern SA | Wind | 1280.334 | 1145.0117 | 1362.2035 | 1382.6251 | 1259.4621 | 1287.9946 | 1320.5902 | 1317.9926 | 1222.297 | 1259.3582 | 1240.7679 | 1343.443 | 1381.9357 | 1296.6782 | 1329.8405 | 1364.8767 | 1375.5905 | 1255.9787 | 1288.2059 | 1245.9935 | 1355.6843 | 610.8358 | 508.9701 | 509.7129 | 522.5638 | 568.5525
SA | S6 | Leigh Creek | Wind | 0 | 0.00016509 | 0.0016326 | 0.0016764 | 1799.0252 | 1772.5169 | 1802.0327 | 1779.4054 | 1734.0888 | 1691.4213 | 1607.6507 | 1736.3118 | 1720.2807 | 1858.2452 | 1834.3606 | 1874.4055 | 1867.0821 | 1784.5934 | 1733.0052 | 1612.4051 | 1733.7902 | 1652.0084 | 1945.8214 | 1908.4446 | 1904.7396 | 1887.3229
SA | S7 | Roxby Downs | Wind | 0 | 0 | 0 | 0 | 0 | 0 | 0 | 0 | 0 | 0 | 0 | 0 | 0 | 0 | 0 | 0 | 0 | 0 | 0 | 0 | 0 | 0 | 0 | 0 | 0 | 0
SA | S8 | Eastern Eyre Peninsula | Wind | 296.5666 | 263.36 | 335.8118 | 332.2008 | 387.8391 | 397.8925 | 228.3615 | 222.4532 | 191.5778 | 191.3268 | 192.7131 | 62.9973 | 60.9018 | 562.9905 | 575.5688 | 575.1974 | 1037.1594 | 912.8352 | 912.4468 | 860.4409 | 984.467 | 892.5616 | 876.6159 | 895.9773 | 857.006 | 975.9867
SA | S9 | Western Eyre Peninsula | Wind | 0 | 0.00014608 | 795.8505 | 772.6792 | 729.6229 | 749.0242 | 745.6456 | 822.6675 | 745.3087 | 739.442 | 704.5538 | 808.5533 | 777.1632 | 766.2561 | 781.741 | 797.6396 | 896.8929 | 839.3012 | 828.5299 | 778.2636 | 886.7314 | 810.5185 | 797.4526 | 814.5455 | 796.6393 | 908.658
TAS | T1 | North East Tasmania | Wind | 500.7977 | 566.9574 | 524.3797 | 525.006 | 492.5033 | 461.1807 | 424.6195 | 451.1842 | 429.9831 | 431.3827 | 479.8237 | 441.6951 | 445.0975 | 408.5391 | 383.4505 | 361.6664 | 386.9551 | 370.7506 | 384.4692 | 431.0373 | 399.8475 | 426.9689 | 398.6524 | 389.6355 | 372.877 | 408.2405
TAS | T2 | North West Tasmania | Wind | 651.3644 | 693.4375 | 706.9331 | 674.1709 | 631.6692 | 873.6284 | 1666.7876 | 2236.0675 | 2710.4507 | 2997.3018 | 3248.4965 | 3637.7983 | 3629.8314 | 3409.6808 | 3593.6014 | 3199.258 | 3344.4466 | 3396.3463 | 3302.3453 | 3427.2124 | 3504.2062 | 3648.1047 | 3523.1762 | 3597.1333 | 3308.0096 | 3504.888
TAS | T3 | Central Highlands | Wind | 475.0254 | 533.1504 | 1796.3392 | 3131.6901 | 3404.6082 | 3645.0792 | 4259.0777 | 4287.8478 | 4308.1765 | 4135.9396 | 4524.0224 | 4469.8633 | 5037.065 | 4940.5525 | 5116.1624 | 4751.5965 | 4744.7849 | 4739.6246 | 4662.3461 | 4811.1769 | 4499.6563 | 4983.3992 | 4885.463 | 5109.5896 | 4661.3747 | 4683.4543
Region | REZ | REZ Name | Technology | 2024-25 | 2025-26 | 2026-27 | 2027-28 | 2028-29 | 2029-30 | 2030-31 | 2031-32 | 2032-33 | 2033-34 | 2034-35 | 2035-36 | 2036-37 | 2037-38 | 2038-39 | 2039-40 | 2040-41 | 2041-42 | 2042-43 | 2043-44 | 2044-45 | 2045-46 | 2046-47 | 2047-48 | 2048-49 | 2049-50
NSW | O1 | Hunter Coast | Offshore Wind | 0 | 0 | 0 | 2.1541e-05 | 3.5129e-05 | 3.015e-05 | 2.7883e-05 | 2.5045e-05 | 2.6026e-05 | 3.022e-05 | 3.4468e-05 | 3.6234e-05 | 4.1978e-05 | 4.893e-05 | 4.0824e-05 | 5.199e-05 | 5.0133e-05 | 5.8878e-05 | 6.3656e-05 | 7.0478e-05 | 6.9735e-05 | 8.0981e-05 | 9.5825e-05 | 8.0397e-05 | 9.9874e-05 | 9.135e-05
NSW | O2 | Illawarra Coast | Offshore Wind | 0 | 0 | 0 | 1.9213e-05 | 0.00014229 | 0.0001332 | 0.00011834 | 0.00011528 | 0.00011293 | 0.00011995 | 0.00012096 | 0.00013414 | 0.00013435 | 0.00016762 | 0.0001557 | 0.00018695 | 0.00022123 | 0.00024034 | 0.00023894 | 0.00023717 | 0.00026204 | 0.00027232 | 0.00034451 | 0.00032237 | 0.00039888 | 0.0004276
VIC | O3 | Gippsland Coast | Offshore Wind | 0 | 0 | 0 | 2.5462e-05 | 5045.7817 | 5690.0381 | 5681.607 | 8125.2677 | 10057.0071 | 12820.2611 | 15830.8641 | 18733.8571 | 18143.4401 | 17912.2701 | 17711.7971 | 18332.3891 | 19603.8261 | 18170.1291 | 18720.7291 | 18969.6801 | 19481.0201 | 19043.9021 | 18863.6931 | 18710.5351 | 18250.6451 | 19807.5821
TAS | O4 | North West Tasmania Coast | Offshore Wind | 0 | 0 | 0 | 1.8072e-05 | 8.2321e-05 | 8.8096e-05 | 8.4393e-05 | 9.759e-05 | 9.1103e-05 | 0.00010198 | 0.00010992 | 0.00012638 | 0.00013447 | 0.00013881 | 0.00015579 | 0.00021573 | 0.0002341 | 0.00021332 | 0.00022043 | 0.00021393 | 0.00022648 | 0.00022523 | 0.00021822 | 0.00022718 | 0.00021621 | 0.00024347
VIC | O5 | Portland Coast | Offshore Wind | 0 | 0 | 0 | 1.8299e-05 | 0.00028074 | 0.0013525 | 0.0013142 | 0.0013163 | 0.0012362 | 0.0027069 | 0.0027099 | 1338.5945 | 5087.7801 | 8203.4951 | 12815.1471 | 14363.2511 | 15025.8521 | 13588.0891 | 13687.7631 | 13521.6041 | 14295.8451 | 14556.9311 | 13966.1851 | 15130.2131 | 14289.2771 | 15173.3181
SA | O6 | South East SA Coast | Offshore Wind | 0 | 0 | 0 | 1.8212e-05 | 0.00010575 | 0.00012211 | 0.00010034 | 0.00010494 | 9.8967e-05 | 0.00010642 | 0.00010798 | 0.0001189 | 0.00013127 | 0.00014074 | 0.00016749 | 0.00017097 | 0.0002033 | 0.00021516 | 0.00022354 | 0.00022628 | 0.00023557 | 0.00027232 | 0.00028378 | 0.00032624 | 0.00033984 | 0.00037079

## Marinus_S1_REZ Capacity
Installed capacity by REZ (MW) - Marinus_S1, Green Energy Exports scenario
Capacity calculated on 1 July. In early study years some wind and solar projects enter later in the financial year and are therefore reflected in the following financial year's capacity.
Note: the REZ capacity includes capacity from the existing, committed and anticipated renewables mapped to the relevant REZs
Explicitly modelled generation
Region | REZ | REZ Name | Technology | 2024-25 | 2025-26 | 2026-27 | 2027-28 | 2028-29 | 2029-30 | 2030-31 | 2031-32 | 2032-33 | 2033-34 | 2034-35 | 2035-36 | 2036-37 | 2037-38 | 2038-39 | 2039-40 | 2040-41 | 2041-42 | 2042-43 | 2043-44 | 2044-45 | 2045-46 | 2046-47 | 2047-48 | 2048-49 | 2049-50
QLD | Q1 | Far North QLD | Solar | 0 | 0 | 0 | 0 | 0 | 0 | 0 | 0 | 0 | 0 | 0 | 0 | 0 | 0 | 0 | 0 | 0 | 0 | 0 | 0 | 0 | 0 | 0 | 0 | 0 | 0
QLD | Q2 | North Qld Clean Energy Hub | Solar | 83 | 83 | 83 | 83 | 83 | 83 | 83 | 83 | 83 | 83 | 83 | 83 | 83 | 33 | 33 | 33 | 33 | 33 | 33 | 33 | 33 | 33 | 18 | 18 | 0 | 0
QLD | Q3 | Northern Qld | Solar | 513.997 | 513.997 | 513.997 | 513.997 | 513.9973 | 513.9973 | 513.9973 | 513.9973 | 513.9973 | 514.0867 | 514.0867 | 514.0867 | 514.0867 | 514.0867 | 514.0867 | 514.0867 | 514.0867 | 514.0867 | 701.0208 | 663.6059 | 769.7042 | 986.0622 | 986.0623 | 954.7571 | 1582.4606 | 1449.8636
QLD | Q4 | Isaac | Solar | 684.9 | 684.9 | 684.9 | 684.9 | 684.9002 | 684.9002 | 684.9002 | 684.9002 | 684.9002 | 684.9024 | 684.9024 | 684.9024 | 684.9024 | 684.9024 | 684.9024 | 684.9024 | 684.9024 | 684.9024 | 684.909 | 684.909 | 642.409 | 642.4091 | 642.4091 | 642.4355 | 183.536 | 26.0362
QLD | Q5 | Barcaldine | Solar | 14 | 14 | 14 | 14.0002 | 21.1711 | 21.1711 | 21.1711 | 21.1711 | 21.1711 | 70.1921 | 70.1921 | 70.1921 | 70.1921 | 70.1921 | 70.1921 | 70.1921 | 70.1921 | 70.1921 | 70.1922 | 60.5276 | 69.7994 | 77.71 | 77.71 | 79.5763 | 79.5765 | 79.5765
QLD | Q6 | Fitzroy | Solar | 401.5 | 401.5 | 401.5 | 401.5 | 401.5002 | 401.5002 | 401.5002 | 401.5002 | 401.5002 | 401.5015 | 401.5015 | 401.5015 | 401.5015 | 401.5015 | 401.5015 | 401.5015 | 401.5015 | 401.5015 | 401.503 | 401.5093 | 401.5093 | 401.5093 | 401.5093 | 401.5094 | 401.5094 | 401.5221
QLD | Q7 | Wide Bay | Solar | 607.83 | 607.83 | 607.83 | 607.8301 | 607.8302 | 607.8302 | 607.8302 | 607.8302 | 607.8302 | 607.8305 | 607.8305 | 607.8305 | 607.8305 | 607.8305 | 607.8305 | 607.8305 | 607.8305 | 607.8307 | 607.8308 | 607.8311 | 607.8311 | 607.8325 | 607.8325 | 534.5385 | 553.8394 | 565.4586
QLD | Q8 | Darling Downs | Solar | 1636.558 | 1636.558 | 1636.558 | 1636.5584 | 1636.5585 | 1636.5585 | 1636.5585 | 1636.5585 | 1636.5585 | 3473.0554 | 4177.4887 | 4177.4887 | 4056.4887 | 4056.4887 | 4056.4887 | 4056.4887 | 4056.4887 | 4056.4887 | 4056.4887 | 5165.9135 | 5192.8254 | 5289.9998 | 5040.646 | 4640.646 | 4981.8535 | 5466.1064
QLD | Q9 | Banana | Solar | 0 | 0 | 0 | 0.00013038 | 0.00019664 | 0.00019665 | 0.00019667 | 0.00019673 | 0.00019689 | 0.0010203 | 0.0039769 | 0.003979 | 0.0039801 | 0.0039808 | 0.003981 | 0.0039841 | 243.1553 | 243.1553 | 243.1555 | 243.1555 | 243.1555 | 243.1557 | 243.1558 | 569.4916 | 569.4916 | 2719.8108
NSW | N1 | North West NSW | Solar | 166 | 166 | 181.813 | 181.813 | 194.2082 | 194.2082 | 194.2082 | 194.2082 | 194.2082 | 194.2082 | 194.2082 | 194.2082 | 194.2082 | 194.2082 | 194.2082 | 194.2082 | 195.9603 | 195.9604 | 199.8879 | 213.6966 | 213.6966 | 213.6966 | 226.6521 | 235.1396 | 239.4924 | 246.1386
NSW | N2 | New England | Solar | 555 | 620 | 935.5943 | 1138.3306 | 1248.0459 | 1248.0459 | 1248.0459 | 1248.0459 | 1248.0459 | 1248.046 | 1248.046 | 1248.046 | 1248.046 | 1248.046 | 1248.046 | 1248.046 | 1830.3962 | 1830.3962 | 3540 | 3520 | 3520 | 3520 | 3520 | 3520 | 3520 | 3520
NSW | N3 | Central-West Orana | Solar | 902.095 | 1739.095 | 1739.095 | 1739.095 | 3343.7263 | 3343.7263 | 3343.7263 | 3343.7263 | 3343.7263 | 3343.7263 | 3343.7263 | 3343.7263 | 3343.7263 | 3343.7263 | 3343.7263 | 3343.7263 | 4224.8838 | 5620.668 | 5518.643 | 6717.393 | 6824.656 | 7176.254 | 7336.9274 | 7428.5436 | 7600.07 | 7397.03
NSW | N4 | Broken Hill | Solar | 53 | 53 | 53.0003 | 53.0012 | 134.0301 | 134.0301 | 134.0301 | 134.0301 | 134.0301 | 134.0301 | 134.0301 | 134.0301 | 134.0301 | 134.0301 | 134.0301 | 134.0301 | 134.0301 | 134.0301 | 134.0301 | 225.668 | 225.668 | 225.668 | 225.668 | 225.668 | 225.668 | 225.668
NSW | N5 | South West NSW | Solar | 1500.4 | 1500.4 | 1500.4001 | 1500.4003 | 1500.4026 | 1500.4026 | 1500.4026 | 1500.4026 | 1500.4026 | 1500.4026 | 1500.4026 | 1500.4026 | 1500.4026 | 1500.4026 | 1350.1026 | 1350.1026 | 1350.1026 | 1350.1027 | 1350.1027 | 1350.1027 | 1350.1027 | 2371.8109 | 3473.7584 | 3473.7584 | 3473.7584 | 3758.4415
NSW | N6 | Wagga Wagga | Solar | 683.028 | 683.028 | 683.0281 | 683.0282 | 683.0284 | 683.0284 | 683.0284 | 683.0284 | 683.0284 | 683.0284 | 683.0284 | 683.0284 | 683.0284 | 683.0284 | 683.0284 | 683.0284 | 683.0285 | 683.0286 | 683.0286 | 683.0286 | 683.0286 | 683.0293 | 683.0295 | 683.0295 | 683.0296 | 683.0296
NSW | N7 | Tumut | Solar | 0 | 0 | 0 | 0 | 0 | 0 | 0 | 0 | 0 | 0 | 0 | 0 | 0 | 0 | 0 | 0 | 0 | 0 | 0 | 0 | 0 | 0 | 0 | 0 | 0 | 0
NSW | N8 | Cooma-Monaro | Solar | 0 | 0 | 0 | 0 | 0 | 0 | 0 | 0 | 0 | 0 | 0 | 0 | 0 | 0 | 0 | 0 | 0 | 0 | 0 | 0 | 0 | 0 | 0 | 0 | 0 | 0
VIC | V1 | Ovens Murray | Solar | 0 | 0 | 0 | 0.00027343 | 0.00048717 | 0.00048718 | 0.00048721 | 0.00048726 | 0.00048901 | 0.00048906 | 0.00048908 | 0.00048911 | 0.00048914 | 0.0004892 | 0.00048925 | 0.0004898 | 0.00049058 | 0.0011467 | 0.001149 | 0.0042324 | 0.041017 | 0.041023 | 0.041029 | 0.041033 | 0.041048 | 0.041054
VIC | V2 | Murray River | Solar | 679.093 | 774.093 | 774.093 | 774.093 | 774.093 | 774.093 | 774.093 | 774.093 | 774.093 | 774.093 | 774.093 | 774.093 | 774.093 | 774.093 | 774.093 | 774.093 | 774.093 | 774.0931 | 774.0931 | 774.0931 | 2067.2287 | 2036.1257 | 2178.6409 | 2178.6409 | 2020.661 | 1623.211
VIC | V3 | Western Victoria | Solar | 0 | 0 | 0 | 0.00019519 | 0.00024029 | 0.0002403 | 0.00024033 | 0.00024049 | 0.00024182 | 0.00024222 | 0.00024228 | 0.00024232 | 0.00024238 | 0.0002425 | 0.00024261 | 0.00024325 | 0.00024443 | 0.0004279 | 0.00044883 | 0.00057157 | 0.0011511 | 0.0011532 | 0.0011547 | 0.0011562 | 0.0011604 | 0.0011645
VIC | V4 | South West Victoria | Solar | 0 | 0 | 0 | 0 | 0 | 0 | 0 | 0 | 0 | 0 | 0 | 0 | 0 | 0 | 0 | 0 | 0 | 0 | 0 | 0 | 0 | 0 | 0 | 0 | 0 | 0
VIC | V5 | Gippsland | Solar | 0 | 77 | 77 | 77 | 77 | 77 | 77 | 77 | 77 | 77 | 77 | 77 | 77 | 77 | 77 | 77 | 77 | 77 | 77 | 77 | 77 | 77.0001 | 77.0001 | 77.0001 | 77.0001 | 77.0001
VIC | V6 | Central North VIC | Solar | 402.48 | 622.48 | 622.48 | 622.48 | 622.48 | 622.48 | 622.48 | 622.48 | 622.48 | 622.48 | 622.48 | 622.48 | 622.48 | 622.48 | 622.48 | 622.48 | 622.48 | 622.48 | 622.48 | 622.48 | 512 | 512 | 512 | 512 | 512 | 512
SA | S1 | South East SA | Solar | 155.16 | 512.16 | 512.16 | 512.16 | 512.16 | 512.16 | 512.16 | 512.16 | 512.16 | 512.16 | 512.16 | 512.16 | 512.16 | 512.16 | 512.16 | 512.16 | 512.16 | 512.16 | 512.16 | 512.16 | 512.16 | 512.16 | 512.16 | 512.16 | 512.16 | 404.16
SA | S2 | Riverland | Solar | 25.26 | 55.26 | 55.26 | 55.26 | 55.26 | 55.26 | 55.26 | 49.14 | 49.14 | 49.14 | 49.14 | 49.14 | 49.14 | 49.14 | 49.14 | 49.14 | 49.14 | 37.3811 | 37.3813 | 375.7375 | 375.7375 | 625.256 | 879.0485 | 879.0485 | 879.0485 | 879.0485
SA | S3 | Mid-North SA | Solar | 0 | 0 | 0 | 0.00030709 | 0.00031221 | 0.00031223 | 0.00031225 | 0.00031232 | 0.00031247 | 0.00031286 | 0.0003132 | 0.0003133 | 0.00031346 | 0.00031466 | 0.0003148 | 0.00032348 | 0.00034987 | 0.00077845 | 0.00078695 | 0.00097769 | 0.00097872 | 0.0012338 | 0.0014218 | 0.0014227 | 0.001426 | 0.0014301
SA | S4 | Yorke Peninsula | Solar | 0 | 0 | 0 | 0 | 0 | 0 | 0 | 0 | 0 | 0 | 0 | 0 | 0 | 0 | 0 | 0 | 0 | 0 | 0 | 0 | 0 | 0 | 0 | 0 | 0 | 0
SA | S5 | Northern SA | Solar | 349.2 | 349.2 | 349.2 | 349.2004 | 349.2004 | 349.2004 | 349.2004 | 349.2004 | 349.2004 | 349.2004 | 349.2004 | 349.2004 | 349.2004 | 349.2004 | 349.2004 | 349.2004 | 349.2004 | 349.201 | 349.201 | 349.2011 | 79.2011 | 79.2016 | 79.2017 | 0.0016856 | 0.0016898 | 0.0016933
SA | S6 | Leigh Creek | Solar | 0 | 0 | 0.00013945 | 0.00042383 | 71.6955 | 71.6955 | 71.6955 | 71.6955 | 71.6955 | 71.6955 | 71.6955 | 71.6955 | 71.6955 | 71.6955 | 71.6955 | 71.6955 | 71.6955 | 127.4406 | 127.4406 | 219.4443 | 219.4443 | 228.6208 | 344.0729 | 344.0729 | 344.0729 | 388.1946
SA | S7 | Roxby Downs | Solar | 0 | 0 | 0.00016927 | 249.2041 | 249.2041 | 249.2041 | 249.2041 | 249.2041 | 249.2041 | 249.2041 | 249.2041 | 249.2041 | 249.2041 | 249.2041 | 249.2041 | 249.2041 | 249.2041 | 249.2041 | 249.2041 | 580.7085 | 580.7085 | 580.7085 | 639.007 | 639.007 | 639.007 | 646.3355
SA | S8 | Eastern Eyre Peninsula | Solar | 0 | 0 | 0 | 0.00017701 | 0.00017804 | 0.00017805 | 0.00017808 | 0.00017815 | 0.00017833 | 0.00017872 | 0.0001792 | 0.00017932 | 0.0001796 | 0.0001803 | 0.00018057 | 0.00023433 | 0.0002365 | 0.0004072 | 0.0004146 | 0.00052989 | 0.00053084 | 0.00065726 | 0.0006618 | 0.00066448 | 0.00076287 | 0.00076649
SA | S9 | Western Eyre Peninsula | Solar | 0 | 0 | 0.00010624 | 0.0004309 | 0.00043358 | 0.00043359 | 0.00043361 | 0.00043367 | 0.00043383 | 0.00043415 | 0.00043436 | 0.00043449 | 0.00043471 | 0.0004359 | 0.00043608 | 0.00043808 | 0.00046818 | 0.0016915 | 0.0016974 | 0.0023945 | 0.0023958 | 0.0041681 | 0.0041752 | 0.004177 | 0.0046944 | 0.0053558
TAS | T1 | North East Tasmania | Solar | 0 | 0 | 0 | 0 | 0 | 0 | 0 | 0 | 0 | 0 | 0 | 0 | 0 | 0 | 0 | 0 | 0 | 0.0001179 | 0.00012992 | 0.00013487 | 0.0001502 | 0.00016561 | 0.00018849 | 0.00020246 | 0.00021783 | 0.00023244
TAS | T2 | North West Tasmania | Solar | 0 | 0 | 0 | 0 | 0.00011084 | 0.0001109 | 0.00011678 | 0.00012843 | 0.00014567 | 0.00017408 | 0.000176 | 0.0001915 | 0.00019369 | 0.00020271 | 0.00020576 | 0.00065346 | 0.0006538 | 0.00065439 | 0.00065502 | 0.00065565 | 0.00065651 | 0.00065757 | 0.00065891 | 0.00066016 | 0.00066198 | 0.00066424
TAS | T3 | Central Highlands | Solar | 0 | 0 | 0 | 0 | 0 | 0 | 0 | 0 | 0 | 0 | 0 | 0 | 0 | 0 | 0 | 0 | 0 | 0.00011895 | 0.00013515 | 0.00013944 | 0.00015456 | 0.0001712 | 0.00019417 | 0.00020695 | 0.00022467 | 0.00024261
Region | REZ | REZ Name | Technology | 2024-25 | 2025-26 | 2026-27 | 2027-28 | 2028-29 | 2029-30 | 2030-31 | 2031-32 | 2032-33 | 2033-34 | 2034-35 | 2035-36 | 2036-37 | 2037-38 | 2038-39 | 2039-40 | 2040-41 | 2041-42 | 2042-43 | 2043-44 | 2044-45 | 2045-46 | 2046-47 | 2047-48 | 2048-49 | 2049-50
QLD | Q1 | Far North QLD | Wind | 330.318 | 818.261 | 818.261 | 818.261 | 818.261 | 818.261 | 818.261 | 818.261 | 818.261 | 818.261 | 818.261 | 818.261 | 818.261 | 818.261 | 818.261 | 818.261 | 818.261 | 818.261 | 818.261 | 637.743 | 637.743 | 637.743 | 637.743 | 637.743 | 487.943 | 487.943
QLD | Q2 | North Qld Clean Energy Hub | Wind | 43.2 | 55.2566 | 55.2568 | 55.2568 | 55.2568 | 55.2568 | 55.2568 | 55.2568 | 55.2568 | 55.2568 | 55.2568 | 55.2568 | 55.2568 | 55.2568 | 55.2568 | 55.2568 | 55.2568 | 55.2568 | 55.2568 | 55.2568 | 55.2568 | 12.0568 | 12.0568 | 12.0568 | 12.0568 | 12.0568
QLD | Q3 | Northern Qld | Wind | 0 | 0 | 0 | 0 | 0 | 0 | 0 | 0 | 0 | 0 | 0 | 0 | 0 | 0 | 0 | 0 | 0 | 0 | 0 | 0 | 0 | 0 | 0 | 0 | 0 | 0
QLD | Q4 | Isaac | Wind | 0 | 450.0001 | 1224.7811 | 1315.7056 | 1773.0035 | 1773.0035 | 1773.0035 | 1773.0035 | 1773.0035 | 1773.0035 | 2035.9297 | 2035.9297 | 2035.9297 | 2035.9297 | 2035.9297 | 2035.9297 | 2095.6129 | 2095.6129 | 2095.6129 | 2095.6129 | 2095.6129 | 2198.1543 | 2198.1543 | 2198.1543 | 2417.306 | 2447.852
QLD | Q5 | Barcaldine | Wind | 0 | 0.00010539 | 98.8625 | 98.8625 | 113.4544 | 113.4544 | 113.4544 | 113.4544 | 113.4544 | 113.4544 | 113.4546 | 113.4546 | 113.4546 | 113.4546 | 113.4546 | 113.4547 | 113.4547 | 113.4547 | 113.4548 | 113.455 | 113.4552 | 113.4552 | 113.4553 | 113.4553 | 113.4559 | 113.4559
QLD | Q6 | Fitzroy | Wind | 0 | 0.00040453 | 131.3678 | 131.3678 | 900.0022 | 900.0022 | 900.0022 | 900.0022 | 900.0022 | 900.0022 | 900.0022 | 900.0022 | 900.0022 | 900.0022 | 900.0022 | 900.0022 | 900.0022 | 900.0022 | 900.0022 | 900.0022 | 900.0022 | 900.0022 | 900.0032 | 900.0033 | 900.0058 | 900.0058
QLD | Q7 | Wide Bay | Wind | 0 | 0 | 0 | 0 | 283.3444 | 283.3444 | 283.3444 | 283.3444 | 283.3444 | 283.3444 | 283.3444 | 283.3444 | 283.3444 | 283.3445 | 283.3445 | 283.3445 | 283.3445 | 283.3445 | 283.3445 | 283.3445 | 283.3445 | 283.3445 | 283.3452 | 283.3452 | 283.3452 | 283.3452
QLD | Q8 | Darling Downs | Wind | 1548.89 | 1984.0323 | 3816.8915 | 4418.9701 | 5010.9046 | 5010.9046 | 5010.9046 | 5010.9046 | 5010.9046 | 5010.905 | 5974.56 | 5974.56 | 5974.56 | 5974.56 | 5974.56 | 5974.56 | 5974.56 | 6476.1564 | 6476.1564 | 6476.1564 | 6023.2664 | 6112.0256 | 6112.0256 | 6112.0256 | 6112.0256 | 6112.0256
QLD | Q9 | Banana | Wind | 0 | 0 | 0.0001078 | 0.00010901 | 0.02116 | 0.02116 | 0.02116 | 0.02116 | 0.02116 | 0.021162 | 0.02122 | 0.021223 | 0.021226 | 0.021393 | 0.021397 | 0.0214 | 0.021402 | 0.021451 | 0.021451 | 0.021452 | 0.021452 | 0.02161 | 0.021672 | 0.021674 | 0.021676 | 0.021677
NSW | N1 | North West NSW | Wind | 0 | 0 | 0 | 0 | 0 | 0 | 0 | 0 | 0 | 0 | 0 | 0 | 0 | 0 | 0 | 0 | 0 | 0 | 0 | 0 | 0 | 0 | 0 | 0 | 0 | 0
NSW | N2 | New England | Wind | 442.48 | 3132.1116 | 3295.3571 | 4204.2195 | 5747.4373 | 5747.4373 | 5747.4373 | 5747.4373 | 5747.4373 | 5747.4373 | 5747.4373 | 5747.4373 | 5928.9336 | 7451.899 | 7279.419 | 7279.419 | 7279.419 | 7670 | 7670 | 7400 | 7400 | 7400 | 7400 | 7400 | 7400 | 7400
NSW | N3 | Central-West Orana | Wind | 113.19 | 731.1906 | 1531.19 | 1531.19 | 1531.19 | 1531.19 | 1531.19 | 1531.19 | 1531.19 | 1531.19 | 1531.19 | 1531.19 | 1531.19 | 1531.19 | 1531.19 | 1531.19 | 1531.19 | 1531.19 | 1531.19 | 1531.19 | 1531.19 | 1531.19 | 1531.19 | 1531.19 | 1531.19 | 1418
NSW | N4 | Broken Hill | Wind | 198.94 | 198.9405 | 267.3934 | 267.3934 | 267.3934 | 267.3934 | 267.3934 | 267.3934 | 267.3934 | 267.3934 | 267.3935 | 267.3935 | 267.3935 | 267.3935 | 267.3935 | 267.3935 | 267.3936 | 267.3937 | 267.3937 | 68.4537 | 68.4537 | 277.7734 | 277.7734 | 277.7734 | 277.7778 | 277.9771
NSW | N5 | South West NSW | Wind | 0 | 0.00089795 | 0.00090687 | 0.00090968 | 0.00091183 | 0.0009124 | 0.00091242 | 0.00091246 | 0.00091255 | 0.00091393 | 0.00091525 | 0.00091752 | 0.00091981 | 0.00092071 | 0.0009246 | 0.00092786 | 0.0014047 | 0.0014071 | 0.0014221 | 0.0014238 | 0.0014323 | 0.002518 | 0.0025196 | 0.0026754 | 0.0028027 | 359.3259
NSW | N6 | Wagga Wagga | Wind | 0 | 0.00026568 | 0.00026669 | 0.00026772 | 0.00030685 | 0.00030712 | 0.00030713 | 0.00030717 | 0.00030727 | 0.00030786 | 0.00030812 | 0.00030948 | 0.00031495 | 0.0003187 | 0.00032902 | 0.00035431 | 0.0005331 | 0.00055178 | 0.00055829 | 0.00055891 | 0.00056352 | 0.00071531 | 0.00072306 | 0.00094962 | 0.00095723 | 0.0014335
NSW | N7 | Tumut | Wind | 0 | 0 | 0 | 0 | 0 | 0 | 0 | 0 | 0 | 0 | 0 | 0 | 0 | 0 | 0 | 0 | 0 | 0 | 0 | 0 | 0 | 0 | 0 | 0 | 0 | 0
NSW | N8 | Cooma-Monaro | Wind | 113 | 374.8746 | 393.1723 | 393.1723 | 413 | 413 | 413 | 413 | 413 | 413 | 413 | 413 | 413 | 413 | 413 | 413 | 368.4211 | 368.4211 | 368.4211 | 368.4211 | 368.4211 | 368.4212 | 375.4388 | 384.1638 | 384.1642 | 384.1643
VIC | V1 | Ovens Murray | Wind | 0 | 0 | 0 | 0 | 0 | 0 | 0 | 0 | 0 | 0 | 0 | 0 | 0 | 0 | 0 | 0 | 0 | 0 | 0 | 0 | 0 | 0 | 0 | 0 | 0 | 0
VIC | V2 | Murray River | Wind | 0 | 0 | 0 | 0 | 0 | 0 | 0 | 0 | 0 | 0 | 0 | 0 | 0 | 0 | 0 | 0 | 0 | 0 | 0 | 0 | 0 | 0 | 0 | 0 | 0 | 0
VIC | V3 | Western Victoria | Wind | 1934.5 | 1934.5 | 1934.5 | 2634.5008 | 2634.5013 | 2634.5013 | 2634.5013 | 2634.5013 | 2634.5013 | 2582.0013 | 2390.0013 | 2390.0013 | 2390.0013 | 2390.0013 | 2390.0013 | 2390.0013 | 2390.0013 | 2390.0013 | 2358.9513 | 2227.7513 | 1915.7513 | 1915.7526 | 1915.7527 | 1675.7527 | 1647.0527 | 909.0034
VIC | V4 | South West Victoria | Wind | 2082.66 | 3170.66 | 3170.66 | 3170.6604 | 3170.6604 | 3170.6604 | 3170.6604 | 3170.6604 | 3170.6604 | 3170.6604 | 3170.6604 | 3170.6604 | 3170.6604 | 3103.4604 | 2683.4604 | 2683.4604 | 2501.7604 | 2501.7604 | 2482.2604 | 2289.6605 | 2289.6605 | 1426.1046 | 1426.1047 | 1759.5434 | 1808.2504 | 2107.9921
VIC | V5 | Gippsland | Wind | 0 | 0 | 0.00016074 | 372.1686 | 372.1686 | 372.1686 | 372.1686 | 372.1686 | 372.1686 | 372.1686 | 372.1686 | 372.1686 | 372.1686 | 372.1686 | 372.1686 | 372.1686 | 372.1686 | 372.1686 | 372.1686 | 372.1686 | 372.1686 | 372.1686 | 372.1686 | 372.1686 | 372.1687 | 372.1687
VIC | V6 | Central North VIC | Wind | 0 | 0 | 0 | 0.00070319 | 0.00071688 | 0.00071781 | 0.00071785 | 0.00071799 | 0.00071853 | 0.00071902 | 0.00071921 | 0.00071954 | 0.0007199 | 0.00072038 | 0.00072105 | 0.00072219 | 0.00072535 | 0.0007689 | 0.00077311 | 0.00077443 | 0.00078003 | 0.0010666 | 0.001072 | 0.0010861 | 0.0011697 | 0.0014996
SA | S1 | South East SA | Wind | 324.5 | 324.5 | 324.5006 | 564.4513 | 698.1326 | 698.1326 | 698.1326 | 698.1326 | 698.1326 | 698.1326 | 698.1326 | 571.6326 | 571.6326 | 571.6327 | 412.6327 | 412.6327 | 459.9619 | 881.1647 | 881.1648 | 881.1648 | 1075.7789 | 1177.0123 | 1177.0123 | 1177.0124 | 1193.979 | 1193.979
SA | S2 | Riverland | Wind | 0 | 0 | 0.00033067 | 0.00033447 | 0.00046207 | 0.000464 | 0.00046403 | 0.00046413 | 0.00046435 | 0.00046541 | 0.00046646 | 0.00051388 | 0.00051717 | 0.00052135 | 0.00053673 | 0.00069869 | 0.00084105 | 0.0011659 | 0.0011736 | 0.0011758 | 0.0016089 | 0.0016186 | 0.0016223 | 0.001633 | 0.0017983 | 0.001812
SA | S3 | Mid-North SA | Wind | 1343.06 | 1756.06 | 1835.8623 | 1835.8623 | 1835.8624 | 1835.8624 | 1835.8624 | 1835.8624 | 1835.8624 | 1737.1624 | 1737.1624 | 1665.7624 | 1480.9624 | 1480.9624 | 1480.9624 | 1180.1195 | 1180.1195 | 1180.1195 | 1180.1196 | 966.2596 | 1074.9335 | 1513.4178 | 1513.4179 | 1513.4179 | 1536.5188 | 1536.5188
SA | S4 | Yorke Peninsula | Wind | 90.75 | 90.75 | 111.5967 | 111.5967 | 158.7649 | 105.263 | 105.263 | 105.263 | 105.263 | 105.263 | 105.263 | 105.2638 | 105.2638 | 107.3275 | 107.3275 | 107.3275 | 111.6609 | 115.7193 | 115.7193 | 115.7193 | 115.7196 | 115.7196 | 115.7196 | 115.7196 | 115.7196 | 115.7196
SA | S5 | Northern SA | Wind | 422.4 | 422.4 | 422.4 | 422.4 | 422.4 | 422.4 | 422.4 | 422.4 | 422.4 | 422.4 | 422.4 | 422.4 | 422.4 | 422.4 | 422.4 | 422.4 | 422.4 | 422.4 | 422.4 | 422.4 | 422.4 | 210 | 210 | 210 | 210 | 210
SA | S6 | Leigh Creek | Wind | 0 | 0 | 0.0006547 | 0.00066829 | 556.9685 | 556.9685 | 556.9685 | 556.9685 | 556.9685 | 556.9685 | 556.9685 | 556.9685 | 556.9685 | 556.9685 | 556.9685 | 556.9685 | 556.9685 | 556.9685 | 556.9685 | 556.9685 | 556.9685 | 556.9685 | 600.0026 | 600.0026 | 600.0026 | 600.0026
SA | S7 | Roxby Downs | Wind | 0 | 0 | 0 | 0 | 0 | 0 | 0 | 0 | 0 | 0 | 0 | 0 | 0 | 0 | 0 | 0 | 0 | 0 | 0 | 0 | 0 | 0 | 0 | 0 | 0 | 0
SA | S8 | Eastern Eyre Peninsula | Wind | 136 | 136 | 136.0022 | 136.0022 | 157.6027 | 157.6027 | 91.6027 | 91.6027 | 91.6027 | 91.6027 | 91.6027 | 21.6027 | 21.6027 | 197.6257 | 197.6257 | 197.6992 | 316.0556 | 320.5504 | 320.5504 | 320.5504 | 320.5504 | 320.5504 | 320.5504 | 320.5504 | 320.5504 | 320.5504
SA | S9 | Western Eyre Peninsula | Wind | 0 | 0 | 259.396 | 272.2402 | 272.2402 | 272.2402 | 272.2402 | 272.2402 | 272.2402 | 272.2402 | 272.2402 | 272.2402 | 272.2402 | 272.2402 | 272.2402 | 272.2402 | 272.2404 | 293.1834 | 293.1834 | 293.1834 | 293.1834 | 293.1834 | 293.1834 | 293.1834 | 293.1834 | 293.1834
TAS | T1 | North East Tasmania | Wind | 168 | 168 | 168.0002 | 168.0003 | 168.0004 | 168.001 | 168.001 | 168.001 | 168.001 | 168.001 | 168.0011 | 168.0012 | 168.0013 | 168.0013 | 168.0016 | 168.0022 | 168.0022 | 168.0022 | 168.0022 | 168.0022 | 168.0022 | 168.0022 | 168.0022 | 168.0022 | 168.0022 | 168.0022
TAS | T2 | North West Tasmania | Wind | 251.35 | 251.35 | 251.3501 | 251.3502 | 251.3505 | 401.6954 | 527.1704 | 652.6455 | 778.1204 | 903.5954 | 946.1701 | 1039.0486 | 1039.0487 | 1039.0487 | 1114.1045 | 1114.1045 | 1114.1045 | 1114.1045 | 1114.1045 | 1114.1045 | 1114.1045 | 1114.1045 | 1114.1045 | 1114.1045 | 1114.1045 | 1114.1045
TAS | T3 | Central Highlands | Wind | 144 | 144 | 427.2078 | 710.4159 | 993.6237 | 1146.4511 | 1146.4511 | 1146.4512 | 1146.4512 | 1146.4512 | 1225.4253 | 1256.4781 | 1376.0108 | 1495.5435 | 1543.5747 | 1663.1067 | 1663.1067 | 1663.1067 | 1663.1067 | 1663.1067 | 1519.1067 | 1519.1067 | 1519.1067 | 1519.1067 | 1519.1067 | 1519.1067
Region | REZ | REZ Name | Technology | 2024-25 | 2025-26 | 2026-27 | 2027-28 | 2028-29 | 2029-30 | 2030-31 | 2031-32 | 2032-33 | 2033-34 | 2034-35 | 2035-36 | 2036-37 | 2037-38 | 2038-39 | 2039-40 | 2040-41 | 2041-42 | 2042-43 | 2043-44 | 2044-45 | 2045-46 | 2046-47 | 2047-48 | 2048-49 | 2049-50
NSW | O1 | Hunter Coast | Offshore Wind | 0 | 0 | 0 | 0 | 0 | 0 | 0 | 0 | 0 | 0 | 0 | 0 | 0 | 0 | 0 | 0 | 0 | 0 | 0 | 0 | 0 | 0 | 0 | 0 | 0 | 0
NSW | O2 | Illawarra Coast | Offshore Wind | 0 | 0 | 0 | 0 | 0 | 0 | 0 | 0 | 0 | 0 | 0 | 0 | 0 | 0 | 0 | 0 | 0 | 0 | 0 | 0 | 0 | 0 | 0 | 0.00010154 | 0.00011755 | 0.00012729
VIC | O3 | Gippsland Coast | Offshore Wind | 0 | 0 | 0 | 0 | 1345.9875 | 1499.9995 | 1499.9995 | 1999.9995 | 2666.9995 | 3332.999 | 3999.999 | 4636.6953 | 4650.9893 | 4705.6265 | 4705.6265 | 5052 | 5052 | 5052 | 5052 | 5052 | 5052 | 5052 | 5052 | 5052 | 5052 | 5052
TAS | O4 | North West Tasmania Coast | Offshore Wind | 0 | 0 | 0 | 0 | 0 | 0 | 0 | 0 | 0 | 0 | 0 | 0 | 0 | 0 | 0 | 0 | 0 | 0 | 0 | 0 | 0 | 0 | 0 | 0 | 0 | 0
VIC | O5 | Portland Coast | Offshore Wind | 0 | 0 | 0 | 0 | 0 | 0.00037933 | 0.00039544 | 0.00039646 | 0.00039759 | 0.00083539 | 0.00083832 | 363.3045 | 1349.0106 | 2294.3735 | 3294.3735 | 3948 | 3948 | 3948 | 3948 | 3948 | 3948 | 3948 | 3948 | 3948 | 3948 | 3948
SA | O6 | South East SA Coast | Offshore Wind | 0 | 0 | 0 | 0 | 0 | 0 | 0 | 0 | 0 | 0 | 0 | 0 | 0 | 0 | 0 | 0 | 0 | 0 | 0 | 0 | 0 | 0 | 0 | 0 | 0.00010334 | 0.00010715

## Marinus_S1_VOM Cost
VOM cost by technology ($000s) - Marinus_S1, Green Energy Exports scenario
VOM | Real June 2023 dollars discounted to 1 July 2023.
Explicitly modelled generation
Region | Technology | 2024-25 | 2025-26 | 2026-27 | 2027-28 | 2028-29 | 2029-30 | 2030-31 | 2031-32 | 2032-33 | 2033-34 | 2034-35 | 2035-36 | 2036-37 | 2037-38 | 2038-39 | 2039-40 | 2040-41 | 2041-42 | 2042-43 | 2043-44 | 2044-45 | 2045-46 | 2046-47 | 2047-48 | 2048-49 | 2049-50
NEM | Black Coal | 377111.685 | 270145.1069 | 214232.5193 | 183240.9433 | 135492.0114 | 84356.2221 | 88903.6259 | 82531.7657 | 83953.6904 | 71594.7068 | 60417.504 | 44136.4325 | 41896.7105 | 37825.8005 | 37608.619 | 34927.802 | 16912.2557 | 15736.6844 | 14510.3958 | 14188.143 | 13234.2551 | 10939.0046 | 10716.982 | 10434.4194 | 9724.4622 | 8774.8015
NEM | Brown Coal | 142505.348 | 111902.143 | 86683.582 | 46183.6308 | 26552.4047 | 20601.0476 | 20653.9634 | 17974.4969 | 19967.832 | 9923.548 | 0 | 0 | 0 | 0 | 0 | 0 | 0 | 0 | 0 | 0 | 0 | 0 | 0 | 0 | 0 | 0
NEM | CCGT | 13249.3329 | 7485.4112 | 9200.4492 | 27126.5008 | 24874.5039 | 23048.4761 | 20418.252 | 21037.3748 | 18499.04 | 30691.7511 | 28334.3193 | 31256.7248 | 27671.3127 | 23864.0006 | 21123.1665 | 18297.789 | 18416.4977 | 21570.4821 | 21791.8886 | 15706.8325 | 13543.7858 | 9993.0725 | 13314.431 | 12212.5566 | 11287.2971 | 10517.3882
NEM | Gas - Steam | 159.3605 | 6797.5084 | 4854.201 | 5511.53 | 5602.9135 | 4679.58 | 320.1866 | 268.8475 | 1267.6324 | 2119.5578 | 1806.5405 | 1019.9474 | 1033.2568 | 807.8069 | 799.753 | 0 | 0 | 0 | 0 | 0 | 0 | 0 | 0 | 0 | 0 | 0
NEM | OCGT / Diesel | 970.8165 | 629.6666 | 1152.4505 | 9232.0347 | 12273.9652 | 14434.65 | 3730.4807 | 3799.505 | 9861.1113 | 14109.3895 | 28764.7811 | 19698.3999 | 21485.8675 | 23383.9107 | 22001.5032 | 30496.4757 | 45862.9041 | 30127.9068 | 27602.8477 | 33914.4862 | 20728.7562 | 22531.7212 | 17556.0366 | 18830.7362 | 22088.9308 | 22436.4517
NEM | Hydro | 117861.129 | 123538.0313 | 95921.6045 | 79780.1338 | 89810.0435 | 97589.7001 | 86854.7095 | 75105.4526 | 70866.1494 | 72635.018 | 67659.5485 | 59958.1092 | 49564.3942 | 55015.1934 | 45586.2596 | 41068.2013 | 36564.8916 | 33862.1538 | 34029.6227 | 32586.1235 | 28866.9423 | 24622.7436 | 28982.6993 | 24111.2579 | 22794.881 | 19994.1702
NEM | Hydrogen Turbine | 0 | 83.6311 | 39532.216 | 3394.6592 | 24144.251 | 26765.6192 | 4.5049 | 0.00090661 | 53.999 | 14.6008 | 10.261 | 75.5149 | 14.5413 | 202.5957 | 0.00095957 | 4.8222 | 1.534 | 54.1445 | 6.1958 | 24.3824 | 146.4203 | 32.9064 | 24.6652 | 0.0013563 | 142.7624 | 42.1048
NEM | Wind | 2940.0023 | 4333.4931 | 5168.9925 | 5746.4036 | 6338.9238 | 5949.2432 | 5845.5417 | 5788.5744 | 5426.3542 | 5084.8159 | 5037.0406 | 5060.4416 | 4909.4718 | 4784.3358 | 4522.0996 | 4278.5975 | 4069.5718 | 3762.6592 | 3472.526 | 3151.3546 | 3027.4601 | 2827.1515 | 2603.9049 | 2429.9744 | 2256.7269 | 2156.0536
NEM | Solar PV | 1978.9013 | 1943.6581 | 1824.5365 | 1933.2781 | 1889.399 | 1872.7601 | 1971.2385 | 1828.5945 | 1746.4939 | 1792.3915 | 1703.5076 | 1672.1029 | 1573.2237 | 1269.4155 | 1265.3699 | 1242.3491 | 1286.3511 | 1286.254 | 1289.6621 | 1311.0846 | 1343.1297 | 1328.9047 | 1129.7173 | 1121.9146 | 1118.9061 | 1103.1377
NEM | Grid Battery | 70.1266 | 163.6523 | 232.0129 | 284.1022 | 241.4006 | 257.9925 | 274.5473 | 263.2772 | 263.6152 | 258.2719 | 308.7449 | 310.7238 | 288.8449 | 234.8294 | 228.7773 | 211.4066 | 191.5198 | 246.9211 | 238.043 | 220.4676 | 364.2391 | 323.0943 | 274.5841 | 256.7558 | 240.2036 | 210.2189
NEM | Pumped Hydro | 9333.1272 | 10309.921 | 10269.1103 | 9384.8401 | 7359.7186 | 12350.8811 | 22716.7107 | 21131.7092 | 21089.2456 | 22349.3125 | 22800.4236 | 21718.5659 | 18957.8309 | 17630.0572 | 14545.7364 | 14737.2569 | 13412.3006 | 12863.672 | 12582.3599 | 13447.2866 | 12753.6655 | 12196.7943 | 10078.6165 | 8730.0363 | 9563.671 | 7952.5824
NEM | Coordinated CER storage | 8.0502 | 7.6336 | 8.938 | 10.0016 | 9.8267 | 11.0476 | 13.7286 | 16.2812 | 20.0547 | 23.5173 | 26.7406 | 32.3255 | 37.0159 | 39.1943 | 45.2155 | 49.8282 | 53.3123 | 56.997 | 62.5605 | 65.4277 | 71.1243 | 75.4566 | 74.7295 | 79.7703 | 82.5285 | 83.6971
Total excluding storage |  | 666187.8796 | 537339.8566 | 469080.6128 | 371828.0583 | 334589.3619 | 291917.2197 | 251707.4898 | 229745.8799 | 233015.2181 | 230596.8811 | 216869.4118 | 184939.2885 | 167432.4702 | 165057.1399 | 147726.5011 | 145314.5286 | 136771.1388 | 119567.8748 | 115586.1021 | 114615.5886 | 94079.7783 | 84870.8499 | 84756.3665 | 78207.4229 | 79300.3697 | 73270.6062
Region | Technology | 2024-25 | 2025-26 | 2026-27 | 2027-28 | 2028-29 | 2029-30 | 2030-31 | 2031-32 | 2032-33 | 2033-34 | 2034-35 | 2035-36 | 2036-37 | 2037-38 | 2038-39 | 2039-40 | 2040-41 | 2041-42 | 2042-43 | 2043-44 | 2044-45 | 2045-46 | 2046-47 | 2047-48 | 2048-49 | 2049-50
NSW1 | Black Coal | 177688.997 | 116106.2215 | 92725.633 | 92693.9873 | 58871.3149 | 34663.4224 | 35730.5476 | 32222.0552 | 34104.7427 | 23134.69 | 18605.9515 | 18784.698 | 18512.785 | 16413.691 | 16029.8305 | 15074.17 | 0 | 0 | 0 | 0 | 0 | 0 | 0 | 0 | 0 | 0
NSW1 | Brown Coal | 0 | 0 | 0 | 0 | 0 | 0 | 0 | 0 | 0 | 0 | 0 | 0 | 0 | 0 | 0 | 0 | 0 | 0 | 0 | 0 | 0 | 0 | 0 | 0 | 0 | 0
NSW1 | CCGT | 135.2552 | 257.5668 | 486.3978 | 4998.969 | 5031.7394 | 4717.5054 | 4832.0047 | 4047.4889 | 3382.3642 | 7392.5066 | 7241.6906 | 6231.0063 | 5097.3188 | 6114.9358 | 5056.9679 | 4897.4962 | 5153.9024 | 4007.021 | 4789.8039 | 0.018514 | 0.01644 | 0.016228 | 0.015028 | 0.013863 | 0.012645 | 0.011857
NSW1 | Gas - Steam | 0 | 0 | 0 | 0 | 0 | 0 | 0 | 0 | 0 | 0 | 0 | 0 | 0 | 0 | 0 | 0 | 0 | 0 | 0 | 0 | 0 | 0 | 0 | 0 | 0 | 0
NSW1 | OCGT / Diesel | 55.577 | 553.3919 | 432.1669 | 2454.714 | 3163.0533 | 5454.3571 | 102.8549 | 13.2831 | 2693.6388 | 1767.3559 | 11007.3276 | 6474.8032 | 6904.3903 | 4196.1975 | 4540.8158 | 5974.0346 | 13344.2418 | 6276.51 | 6054.2363 | 8605.9569 | 4151.4215 | 3414.3903 | 3009.8214 | 4279.8391 | 3966.7367 | 4502.5312
NSW1 | Hydro | 26578.1169 | 23713.2368 | 23524.3777 | 18081.9264 | 22303.3921 | 18372.2816 | 14115.5819 | 13553.001 | 11382.0425 | 13589.7185 | 13401.287 | 11765.4301 | 8919.5572 | 12228.6777 | 9501.0804 | 7795.5484 | 7571.248 | 6658.2883 | 7379.4079 | 7538.4072 | 6491.5513 | 5326.5865 | 7001.7228 | 5188.8722 | 4764.9602 | 4453.9035
NSW1 | Hydrogen Turbine | 0 | 0 | 0 | 0 | 0 | 0 | 0 | 0 | 0 | 0 | 0 | 0 | 0 | 0 | 0 | 0 | 0 | 0 | 0 | 0 | 0 | 0 | 0 | 0 | 0 | 0
NSW1 | Wind | 703.46 | 1652.9941 | 1810.4768 | 1900.352 | 2046.0824 | 1766.7937 | 1756.6266 | 1706.381 | 1611.4976 | 1486.2003 | 1400.1482 | 1363.7727 | 1296.8612 | 1375.1726 | 1164.7545 | 1137.6517 | 1026.8272 | 997.5614 | 914.5663 | 805.7182 | 785.8065 | 757.5315 | 710.9897 | 610.1159 | 601.7405 | 554.5803
NSW1 | Solar PV | 879.9508 | 924.3319 | 961.7846 | 924.623 | 1043.8204 | 1018.37 | 1067.5298 | 989.3921 | 931.9483 | 859.2949 | 779.5483 | 768.0819 | 721.0376 | 585.3918 | 562.506 | 566.8889 | 631.8383 | 674.4402 | 708.9303 | 695.8681 | 703.6613 | 705.1697 | 621.2952 | 608.516 | 621.4527 | 575.3892
NSW1 | Grid Battery | 15.765 | 97.3545 | 145.5251 | 145.6022 | 123.0034 | 122.195 | 120.1836 | 109.8182 | 104.4848 | 95.7602 | 84.2713 | 84.3438 | 77.5229 | 66.8209 | 64.7202 | 61.0765 | 56.1915 | 81.9115 | 77.3064 | 70.4214 | 189.9694 | 157.5867 | 125.0212 | 121.722 | 115.1837 | 104.0187
NSW1 | Pumped Hydro | 2779.0928 | 2254.85 | 2498.8431 | 2239.9251 | 1719.0158 | 6107.2179 | 19082.3707 | 18497.99 | 17779.5509 | 17858.705 | 18748.5617 | 17635.5708 | 15088.3173 | 14804.0461 | 11869.3662 | 11942.0777 | 10905.098 | 10521.2743 | 10139.385 | 11019.5526 | 10564.2684 | 9992.2768 | 8496.423 | 7230.2573 | 7919.5355 | 6383.5812
NSW1 | Coordinated CER storage | 1.2265 | 1.3279 | 1.6762 | 2.0085 | 2.1062 | 2.4179 | 3.2555 | 4.2585 | 5.5337 | 6.8088 | 7.8859 | 9.9133 | 11.5924 | 12.7165 | 15.0856 | 17.0163 | 18.4181 | 19.902 | 21.7749 | 22.5399 | 24.8635 | 26.4538 | 26.7546 | 28.7519 | 30.0151 | 30.0658
Total excluding storage |  | 208837.4411 | 145561.2754 | 122586.8811 | 123442.1075 | 94303.5279 | 72224.5609 | 76810.9553 | 71143.6679 | 71995.8035 | 66191.0403 | 71276.6721 | 63117.62 | 56629.3826 | 55797.6499 | 48805.1271 | 47465.9602 | 38707.7652 | 29236.9086 | 30085.4111 | 28758.4827 | 22911.5582 | 20380.0115 | 19992.0431 | 18068.0882 | 18019.637 | 16604.0819
Region | Technology | 2024-25 | 2025-26 | 2026-27 | 2027-28 | 2028-29 | 2029-30 | 2030-31 | 2031-32 | 2032-33 | 2033-34 | 2034-35 | 2035-36 | 2036-37 | 2037-38 | 2038-39 | 2039-40 | 2040-41 | 2041-42 | 2042-43 | 2043-44 | 2044-45 | 2045-46 | 2046-47 | 2047-48 | 2048-49 | 2049-50
QLD1 | Black Coal | 199422.688 | 154038.8854 | 121506.8863 | 90546.956 | 76620.6965 | 49692.7997 | 53173.0783 | 50309.7105 | 49848.9477 | 48460.0168 | 41811.5525 | 25351.7345 | 23383.9255 | 21412.1095 | 21578.7885 | 19853.632 | 16912.2557 | 15736.6844 | 14510.3958 | 14188.143 | 13234.2551 | 10939.0046 | 10716.982 | 10434.4194 | 9724.4622 | 8774.8015
QLD1 | Brown Coal | 0 | 0 | 0 | 0 | 0 | 0 | 0 | 0 | 0 | 0 | 0 | 0 | 0 | 0 | 0 | 0 | 0 | 0 | 0 | 0 | 0 | 0 | 0 | 0 | 0 | 0
QLD1 | CCGT | 7200.9715 | 6275.8382 | 6087.425 | 13737.4012 | 11533.2915 | 11683.5202 | 8420.0684 | 10871.2987 | 8669.1565 | 14899.2427 | 13207.0668 | 18483.6021 | 15990.0718 | 17749.0272 | 16066.1645 | 13400.2602 | 13262.5653 | 17563.4326 | 17002.0575 | 15706.789 | 13543.7473 | 9993.0347 | 13314.3956 | 12212.5242 | 11287.2672 | 10517.3606
QLD1 | Gas - Steam | 0 | 0 | 0 | 0 | 0 | 0 | 0 | 0 | 0 | 0 | 0 | 0 | 0 | 0 | 0 | 0 | 0 | 0 | 0 | 0 | 0 | 0 | 0 | 0 | 0 | 0
QLD1 | OCGT / Diesel | 0.0012614 | 0.0015103 | 0.0014938 | 380.4357 | 322.6939 | 335.4554 | 12.7745 | 0.0024045 | 69.7138 | 105.8903 | 659.9047 | 3437.0221 | 6005.0316 | 5768.6044 | 5611.2051 | 8919.4177 | 14985.1304 | 5461.9737 | 6051.98 | 7669.9785 | 6863.741 | 8814.0842 | 5159.2097 | 6010.086 | 7791.4215 | 8322.4907
QLD1 | Hydro | 5468.7358 | 4803.5639 | 4491.5108 | 4354.225 | 4058.2747 | 3791.0958 | 3302.7291 | 3327.9867 | 3197.1846 | 3023.9647 | 2767.392 | 2612.1957 | 2428.555 | 831.3053 | 801.6444 | 734.1371 | 706.5749 | 661.1154 | 0 | 0 | 0 | 0 | 0 | 0 | 0 | 0
QLD1 | Hydrogen Turbine | 0 | 0 | 28615.576 | 3363.0858 | 24067.864 | 26073.272 | 4.5045 | 0.00056129 | 7.0397 | 14.6004 | 10.2606 | 34.1754 | 0.00044219 | 124.1771 | 0.00047711 | 0.00050125 | 0.00053883 | 27.0722 | 6.1952 | 3.7098 | 62.1017 | 16.4532 | 13.0985 | 0.000662 | 89.3759 | 13.0902
QLD1 | Wind | 502.7129 | 812.8248 | 1313.2136 | 1448.9549 | 1683.0042 | 1569.5731 | 1589.8321 | 1445.7107 | 1389.2301 | 1205.9674 | 1255.1977 | 1227.5119 | 1159.0476 | 1103.0292 | 1021.1272 | 978.0548 | 898.4864 | 891.4167 | 790.2108 | 726.838 | 665.9696 | 617.9461 | 593.4827 | 550.3571 | 518.8008 | 470.6736
QLD1 | Solar PV | 775.0766 | 655.5549 | 529.594 | 621.1867 | 487.8722 | 497.0137 | 558.5084 | 529.4422 | 507.8898 | 652.8192 | 654.6228 | 649.1599 | 607.5808 | 471.8005 | 493.0156 | 479.654 | 478.4845 | 438.0031 | 422.5808 | 438.1602 | 427.0204 | 412.0024 | 309.6649 | 319.1603 | 322.6385 | 382.1805
QLD1 | Grid Battery | 16.1603 | 13.5387 | 14.2393 | 13.8431 | 12.3721 | 12.1701 | 11.1629 | 10.3133 | 9.7293 | 8.8182 | 8.1588 | 7.6341 | 6.7789 | 6.2436 | 6.0001 | 5.5312 | 5.0688 | 22.98 | 21.6165 | 19.8587 | 27.733 | 25.814 | 32.6084 | 30.9029 | 28.7408 | 27.039
QLD1 | Pumped Hydro | 6554.0344 | 8055.071 | 7770.2672 | 7144.915 | 5474.528 | 6076.6022 | 3465.8396 | 2480.0881 | 3167.0114 | 4366.6089 | 3937.5229 | 3972.4137 | 3760.8572 | 2735.1349 | 2587.8013 | 2709.6376 | 2431.1572 | 2270.6751 | 2372.4365 | 2361.7374 | 2124.2152 | 2142.7143 | 1530.2281 | 1449.3814 | 1595.9073 | 1525.8389
QLD1 | Coordinated CER storage | 0.56021 | 0.61166 | 0.82793 | 1.0131 | 1.1315 | 1.3774 | 1.9073 | 2.5954 | 3.4881 | 4.3538 | 5.3779 | 6.5585 | 7.4627 | 8.4582 | 9.9184 | 10.981 | 12.0547 | 13.1741 | 14.3544 | 15.2555 | 16.5043 | 17.4676 | 17.574 | 18.9076 | 19.338 | 20.391
Total excluding storage |  | 219940.941 | 174655.8901 | 170329.5416 | 121612.0165 | 124261.7286 | 99732.8798 | 70540.405 | 68977.1486 | 66869.391 | 72742.2825 | 64317.0569 | 55782.0079 | 53349.3116 | 50209.8899 | 48175.6655 | 47091.306 | 49691.7785 | 43086.5274 | 41191.8276 | 41130.4702 | 36965.2876 | 32978.521 | 31687.2437 | 31025.7394 | 31377.9522 | 30053.8661
Region | Technology | 2024-25 | 2025-26 | 2026-27 | 2027-28 | 2028-29 | 2029-30 | 2030-31 | 2031-32 | 2032-33 | 2033-34 | 2034-35 | 2035-36 | 2036-37 | 2037-38 | 2038-39 | 2039-40 | 2040-41 | 2041-42 | 2042-43 | 2043-44 | 2044-45 | 2045-46 | 2046-47 | 2047-48 | 2048-49 | 2049-50
VIC1 | Black Coal | 0 | 0 | 0 | 0 | 0 | 0 | 0 | 0 | 0 | 0 | 0 | 0 | 0 | 0 | 0 | 0 | 0 | 0 | 0 | 0 | 0 | 0 | 0 | 0 | 0 | 0
VIC1 | Brown Coal | 142505.348 | 111902.143 | 86683.582 | 46183.6308 | 26552.4047 | 20601.0476 | 20653.9634 | 17974.4969 | 19967.832 | 9923.548 | 0 | 0 | 0 | 0 | 0 | 0 | 0 | 0 | 0 | 0 | 0 | 0 | 0 | 0 | 0 | 0
VIC1 | CCGT | 0 | 0 | 0 | 0 | 0 | 0 | 0 | 0 | 0 | 0 | 0 | 0 | 0 | 0 | 0 | 0 | 0 | 0 | 0 | 0 | 0 | 0 | 0 | 0 | 0 | 0
VIC1 | Gas - Steam | 21.504 | 2085.3199 | 4854.201 | 5511.53 | 5602.9135 | 4679.58 | 320.1866 | 268.8475 | 1267.6324 | 2119.5578 | 1806.5405 | 1019.9474 | 1033.2568 | 807.8069 | 799.753 | 0 | 0 | 0 | 0 | 0 | 0 | 0 | 0 | 0 | 0 | 0
VIC1 | OCGT / Diesel | 14.3578 | 0.0017307 | 105.5924 | 1509.7061 | 2996.7664 | 1967.163 | 611.7977 | 477.5465 | 1980.4219 | 3500.3292 | 7818.8785 | 3446.2831 | 2566.8059 | 3237.3219 | 1532.1783 | 4597.2783 | 5928.0379 | 6546.7502 | 3437.6387 | 5792.3612 | 3534.9855 | 4217.3686 | 4050.8672 | 3025.474 | 5105.7615 | 5004.4747
VIC1 | Hydro | 25972.3402 | 25050.9184 | 22047.7928 | 17207.0393 | 24202.3263 | 18903.9558 | 15236.6843 | 14192.7526 | 12057.3911 | 13841.4927 | 13253.0878 | 11839.7397 | 9203.1656 | 13088.021 | 10183.8512 | 8220.4727 | 7621.1563 | 6565.727 | 7536.3433 | 7214.0825 | 6412.187 | 5041.6895 | 7091.2104 | 5559.2418 | 4469.4229 | 4173.3992
VIC1 | Hydrogen Turbine | 0 | 0 | 0 | 0 | 0 | 0 | 0 | 0 | 0 | 0 | 0 | 0 | 0 | 0 | 0 | 0 | 0 | 0 | 0 | 0 | 0 | 0 | 0 | 0 | 0 | 0
VIC1 | Wind | 998.6912 | 1139.1947 | 1051.9266 | 1325.8274 | 1501.1084 | 1538.3472 | 1418.4723 | 1554.824 | 1445.069 | 1480.9812 | 1516.1406 | 1623.4299 | 1663.6402 | 1579.8335 | 1647.8013 | 1572.9955 | 1552.0706 | 1313.4116 | 1247.5905 | 1154.1746 | 1099.4826 | 980.3986 | 877.3317 | 862.1791 | 773.2511 | 768.7206
VIC1 | Solar PV | 204.893 | 215.8374 | 170.9671 | 187.7502 | 180.7594 | 183.3314 | 179.5282 | 160.6139 | 160.1239 | 147.2418 | 145.2899 | 138.8858 | 131.3658 | 113.9707 | 111.4906 | 102.3088 | 91.8871 | 90.1022 | 82.4469 | 71.3287 | 122.3953 | 117.2703 | 105.7975 | 105.2523 | 92.9468 | 71.3798
VIC1 | Grid Battery | 16.9389 | 35.9664 | 55.2103 | 108.7241 | 92.506 | 110.629 | 130.6508 | 132.0912 | 138.5723 | 143.6477 | 207.9708 | 210.8486 | 197.0608 | 155.2308 | 151.9145 | 139.1187 | 125.0916 | 112.2498 | 110.7233 | 104.4355 | 101.7618 | 96.061 | 79.5146 | 67.906 | 62.3172 | 50.0434
VIC1 | Pumped Hydro | 0 | 0 | 0 | 0 | 166.1744 | 167.0607 | 168.5 | 153.6307 | 142.6829 | 123.9982 | 114.3386 | 110.5809 | 108.6558 | 90.8756 | 88.5684 | 85.5412 | 76.045 | 71.722 | 70.5378 | 65.9961 | 65.1814 | 61.8026 | 51.9649 | 50.3971 | 48.2278 | 43.1617
VIC1 | Coordinated CER storage | 1.1357 | 1.263 | 1.6393 | 1.995 | 1.9884 | 2.3121 | 3.2097 | 4.0729 | 5.1787 | 6.1879 | 7.1995 | 9.0789 | 10.8315 | 10.9828 | 12.8034 | 14.1601 | 15.0038 | 15.9956 | 18.1454 | 19.2001 | 20.8978 | 22.2333 | 21.3267 | 22.7581 | 23.7124 | 23.7727
Total excluding storage |  | 169735.209 | 140430.6445 | 114970.9114 | 72036.2028 | 61296.9477 | 48153.4268 | 38722.993 | 34918.8761 | 37164.9042 | 31286.9844 | 24869.4461 | 18398.7943 | 14914.7824 | 19084.0431 | 14528.3607 | 14731.8753 | 15409.2924 | 14715.9585 | 12503.4259 | 14421.5788 | 11356.8915 | 10536.824 | 12278.013 | 9693.2085 | 10575.6397 | 10134.9521
Region | Technology | 2024-25 | 2025-26 | 2026-27 | 2027-28 | 2028-29 | 2029-30 | 2030-31 | 2031-32 | 2032-33 | 2033-34 | 2034-35 | 2035-36 | 2036-37 | 2037-38 | 2038-39 | 2039-40 | 2040-41 | 2041-42 | 2042-43 | 2043-44 | 2044-45 | 2045-46 | 2046-47 | 2047-48 | 2048-49 | 2049-50
SA1 | Black Coal | 0 | 0 | 0 | 0 | 0 | 0 | 0 | 0 | 0 | 0 | 0 | 0 | 0 | 0 | 0 | 0 | 0 | 0 | 0 | 0 | 0 | 0 | 0 | 0 | 0 | 0
SA1 | Brown Coal | 0 | 0 | 0 | 0 | 0 | 0 | 0 | 0 | 0 | 0 | 0 | 0 | 0 | 0 | 0 | 0 | 0 | 0 | 0 | 0 | 0 | 0 | 0 | 0 | 0 | 0
SA1 | CCGT | 5913.1062 | 952.0061 | 2626.6263 | 8390.1304 | 8309.4729 | 6647.4504 | 7166.1784 | 6118.5868 | 6447.5188 | 8400.0013 | 7885.5615 | 6542.116 | 6583.9218 | 0.0372 | 0.03379 | 0.032267 | 0.02962 | 0.028118 | 0.026799 | 0.024606 | 0.021768 | 0.021195 | 0.02002 | 0.018256 | 0.016914 | 0.01541
SA1 | Gas - Steam | 137.8564 | 4712.1885 | 0 | 0 | 0 | 0 | 0 | 0 | 0 | 0 | 0 | 0 | 0 | 0 | 0 | 0 | 0 | 0 | 0 | 0 | 0 | 0 | 0 | 0 | 0 | 0
SA1 | OCGT / Diesel | 900.8797 | 76.271 | 614.6893 | 4887.1783 | 5791.4511 | 6677.6741 | 3003.0523 | 3302.0408 | 5080.5187 | 8734.2091 | 9268.794 | 6334.0992 | 6004.4449 | 10176.8948 | 10314.7131 | 10995.7276 | 11604.485 | 11838.8555 | 12057.6963 | 11845.0185 | 6173.8754 | 6082.5002 | 5335.8308 | 5515.0937 | 5223.2482 | 4606.4917
SA1 | Hydro | 0 | 0 | 0 | 0 | 0 | 0 | 0 | 0 | 0 | 0 | 0 | 0 | 0 | 0 | 0 | 0 | 0 | 0 | 0 | 0 | 0 | 0 | 0 | 0 | 0 | 0
SA1 | Hydrogen Turbine | 0 | 83.6311 | 10916.64 | 31.5734 | 76.387 | 692.3473 | 0.00036455 | 0.00034532 | 46.9593 | 0.00039803 | 0.00042442 | 41.3395 | 14.5408 | 78.4186 | 0.00048246 | 4.8217 | 1.5334 | 27.0723 | 0.00057465 | 20.6726 | 84.3186 | 16.4532 | 11.5667 | 0.00069434 | 53.3865 | 29.0146
SA1 | Wind | 588.1868 | 576.6183 | 754.3382 | 751.5261 | 796.3637 | 753.629 | 697.9975 | 688.3608 | 589.1464 | 540.1514 | 485.9409 | 478.6249 | 424.4962 | 398.087 | 369.9204 | 317.7582 | 332.5084 | 317.1337 | 297.0978 | 247.9401 | 280.0974 | 273.7406 | 242.5715 | 234.1094 | 214.3841 | 218.8761
SA1 | Solar PV | 118.9809 | 147.9338 | 162.1908 | 199.7181 | 176.947 | 174.0449 | 165.672 | 149.1462 | 146.5318 | 133.0356 | 124.0467 | 115.9754 | 113.2395 | 98.2525 | 98.3577 | 93.4974 | 84.1412 | 83.7084 | 75.7041 | 105.7275 | 90.0526 | 94.4623 | 92.9597 | 88.986 | 81.868 | 74.1882
SA1 | Grid Battery | 21.2624 | 16.7923 | 17.0378 | 15.9324 | 13.5187 | 12.998 | 12.5496 | 11.0542 | 10.8285 | 10.0453 | 8.3436 | 7.897 | 7.4818 | 6.5337 | 6.1421 | 5.6798 | 5.1674 | 29.7793 | 28.3963 | 25.7514 | 44.7742 | 43.6321 | 37.4394 | 36.2243 | 33.9613 | 29.1172
SA1 | Pumped Hydro | 0 | 0 | 0 | 0 | 0.00013746 | 0.00013321 | 0.00014572 | 0.00014083 | 0.00013203 | 0.00011926 | 0.00011207 | 0.00015071 | 0.00014105 | 0.00012767 | 0.00012106 | 0.00011729 | 0.00011359 | 0.0001727 | 0.00015935 | 0.00015909 | 0.0001908 | 0.00017806 | 0.00015721 | 0.00015059 | 0.00014369 | 0.0001381
SA1 | Coordinated CER storage | 5.1173 | 4.3964 | 4.7197 | 4.9127 | 4.5294 | 4.864 | 5.2628 | 5.2356 | 5.7244 | 5.9846 | 6.0741 | 6.5382 | 6.8324 | 6.7559 | 7.0506 | 7.2825 | 7.4101 | 7.4146 | 7.7027 | 7.8089 | 8.1644 | 8.4902 | 8.3466 | 8.4873 | 8.6143 | 8.518
Total excluding storage |  | 7685.3898 | 6569.8375 | 15096.2421 | 14280.9714 | 15168.6699 | 14963.0079 | 11050.7132 | 10274.4249 | 12327.228 | 17823.4279 | 17778.7613 | 13526.5903 | 13154.9576 | 10764.9798 | 10796.2183 | 11424.7996 | 12035.2752 | 12303.9921 | 12466.6248 | 12252.9437 | 6681.3046 | 6519.2999 | 5728.7349 | 5882.9197 | 5615.4795 | 4966.2213
Region | Technology | 2024-25 | 2025-26 | 2026-27 | 2027-28 | 2028-29 | 2029-30 | 2030-31 | 2031-32 | 2032-33 | 2033-34 | 2034-35 | 2035-36 | 2036-37 | 2037-38 | 2038-39 | 2039-40 | 2040-41 | 2041-42 | 2042-43 | 2043-44 | 2044-45 | 2045-46 | 2046-47 | 2047-48 | 2048-49 | 2049-50
TAS1 | Black Coal | 0 | 0 | 0 | 0 | 0 | 0 | 0 | 0 | 0 | 0 | 0 | 0 | 0 | 0 | 0 | 0 | 0 | 0 | 0 | 0 | 0 | 0 | 0 | 0 | 0 | 0
TAS1 | Brown Coal | 0 | 0 | 0 | 0 | 0 | 0 | 0 | 0 | 0 | 0 | 0 | 0 | 0 | 0 | 0 | 0 | 0 | 0 | 0 | 0 | 0 | 0 | 0 | 0 | 0 | 0
TAS1 | CCGT | 0 | 0 | 0.00013562 | 0.00015941 | 0.00014332 | 0.00012958 | 0.00043788 | 0.00043648 | 0.00045599 | 0.00043739 | 0.00041389 | 0.00039974 | 0.00039139 | 0.00038727 | 0.00038491 | 0.00038826 | 0.00037044 | 0.0003817 | 0.0003662 | 0.00034251 | 0.00033854 | 0.00033129 | 0.0003322 | 0.00032891 | 0.00031956 | 0.00031232
TAS1 | Gas - Steam | 0 | 0 | 0 | 0 | 0 | 0 | 0 | 0 | 0 | 0 | 0 | 0 | 0 | 0 | 0 | 0 | 0 | 0 | 0 | 0 | 0 | 0 | 0 | 0 | 0 | 0
TAS1 | OCGT / Diesel | 0.00073263 | 0.00050628 | 0.00047079 | 0.00064442 | 0.00049259 | 0.0003911 | 0.0012283 | 6.6323 | 36.8182 | 1.605 | 9.8763 | 6.1923 | 5.1948 | 4.8921 | 2.591 | 10.0176 | 1.009 | 3.8172 | 1.2964 | 1.1711 | 4.7327 | 3.3779 | 0.30754 | 0.24343 | 1.7629 | 0.46338
TAS1 | Hydro | 59841.9361 | 69970.3123 | 45857.9232 | 40136.9432 | 39246.0504 | 56522.3669 | 54199.7143 | 44031.7123 | 44229.5312 | 42179.8421 | 38237.7817 | 33740.7438 | 29013.1163 | 28867.1895 | 25099.6837 | 24318.0431 | 20665.9125 | 19977.0232 | 19113.8715 | 17833.6338 | 15963.2041 | 14254.4676 | 14889.766 | 13363.144 | 13560.498 | 11366.8675
TAS1 | Hydrogen Turbine | 0 | 0 | 0 | 0 | 0 | 0 | 0 | 0 | 0 | 0 | 0 | 0 | 0 | 0 | 0 | 0 | 0 | 0 | 0 | 0 | 0 | 0 | 0 | 0 | 0 | 0
TAS1 | Wind | 146.9514 | 151.8613 | 239.0374 | 319.7434 | 312.3652 | 320.9001 | 382.6132 | 393.298 | 391.4111 | 371.5155 | 379.6131 | 367.1022 | 365.4266 | 328.2136 | 318.4962 | 272.1374 | 259.6791 | 243.1359 | 223.0606 | 216.6836 | 196.1041 | 197.5348 | 179.5293 | 173.2129 | 148.5505 | 143.203
TAS1 | Solar PV | 0 | 4.6595e-06 | 9.781e-06 | 1.1303e-05 | 1.1415e-05 | 1.1696e-05 | 1.2776e-05 | 1.1981e-05 | 1.3722e-05 | 1.6783e-05 | 1.4738e-05 | 1.5125e-05 | 1.4304e-05 | 1.226e-05 | 1.2632e-05 | 3.0567e-05 | 2.606e-05 | 2.6612e-05 | 2.8122e-05 | 2.3083e-05 | 2.2832e-05 | 2.1804e-05 | 1.8402e-05 | 1.9034e-05 | 1.8853e-05 | 1.6687e-05
TAS1 | Grid Battery | 0 | 0.00028404 | 0.00037967 | 0.00037696 | 0.0003594 | 0.00035416 | 0.00034572 | 0.00036318 | 0.00036169 | 0.00036958 | 0.00038661 | 0.00040166 | 0.00041532 | 0.00045993 | 0.0004765 | 0.00048709 | 0.0005087 | 0.00053964 | 0.00052938 | 0.0005693 | 0.00063986 | 0.00059807 | 0.00061032 | 0.00061622 | 0.00062355 | 0.00063872
TAS1 | Pumped Hydro | 0 | 0 | 0 | 0 | 0.0002424 | 0.00026778 | 0.00031441 | 0.00033151 | 0.00033497 | 0.00032859 | 0.00031926 | 0.0003621 | 0.00036469 | 0.00035509 | 0.00035323 | 0.00035825 | 0.00035629 | 0.00037943 | 0.00036552 | 0.00037479 | 0.0003834 | 0.00036997 | 0.00036439 | 0.00036396 | 0.00035761 | 0.00035718
TAS1 | Coordinated CER storage | 0.010616 | 0.034706 | 0.074891 | 0.072301 | 0.071066 | 0.076171 | 0.093363 | 0.11875 | 0.12986 | 0.18227 | 0.20325 | 0.23655 | 0.29701 | 0.28081 | 0.35749 | 0.38825 | 0.42561 | 0.51069 | 0.58302 | 0.62344 | 0.69422 | 0.81176 | 0.72765 | 0.86544 | 0.84868 | 0.94965
Total excluding storage |  | 59988.8988 | 70122.2091 | 46097.0366 | 40456.76 | 39558.4878 | 56843.3443 | 54582.4232 | 44431.7624 | 44657.8914 | 42553.146 | 38627.4755 | 34114.276 | 29384.036 | 29200.5771 | 25421.1296 | 24600.5876 | 20927.0275 | 20224.4883 | 19338.8127 | 18052.1132 | 16164.7364 | 14456.1934 | 15070.3318 | 13537.4671 | 13711.6614 | 11511.4849
Explicitly modelled pumping
Region | Technology | 2024-25 | 2025-26 | 2026-27 | 2027-28 | 2028-29 | 2029-30 | 2030-31 | 2031-32 | 2032-33 | 2033-34 | 2034-35 | 2035-36 | 2036-37 | 2037-38 | 2038-39 | 2039-40 | 2040-41 | 2041-42 | 2042-43 | 2043-44 | 2044-45 | 2045-46 | 2046-47 | 2047-48 | 2048-49 | 2049-50
NEM | Grid Battery pump | 83.0859 | 108.343 | 131.814 | 127.0823 | 105.5712 | 101.1047 | 98.2567 | 89.0312 | 84.314 | 75.89 | 68.0891 | 66.3233 | 60.7052 | 51.7517 | 50.1037 | 46.3988 | 42.2269 | 35.7712 | 34.5707 | 29.0822 | 27.9454 | 26.2548 | 22.9465 | 22.0604 | 19.9912 | 18.1623
NEM | Pumped Hydro Pump | 25777.1075 | 23762.6367 | 25859.6152 | 23823.4244 | 16091.7573 | 23377.8113 | 35823.3863 | 33813.3513 | 32826.2845 | 33971.1853 | 33156.003 | 33131.5107 | 29906.7158 | 25969.866 | 21797.0649 | 22398.3758 | 20588.268 | 19470.8772 | 20238.4496 | 19692.6345 | 19463.5074 | 18921.9895 | 15600.8535 | 13246.2013 | 14541.3972 | 12145.7073
NEM | Coordinated CER storage pump | 9.4652 | 8.9842 | 10.4976 | 11.7938 | 11.5377 | 13.01 | 16.1416 | 19.1764 | 23.6034 | 27.6442 | 31.4899 | 38.0067 | 43.545 | 46.1807 | 53.2311 | 58.5251 | 62.8996 | 66.9055 | 73.6915 | 76.8877 | 83.6705 | 88.9769 | 87.7424 | 93.9548 | 96.9872 | 98.4722
Region | Technology | 2024-25 | 2025-26 | 2026-27 | 2027-28 | 2028-29 | 2029-30 | 2030-31 | 2031-32 | 2032-33 | 2033-34 | 2034-35 | 2035-36 | 2036-37 | 2037-38 | 2038-39 | 2039-40 | 2040-41 | 2041-42 | 2042-43 | 2043-44 | 2044-45 | 2045-46 | 2046-47 | 2047-48 | 2048-49 | 2049-50
NSW1 | Grid Battery pump | 18.5822 | 29.8943 | 29.8834 | 29.3733 | 25.2958 | 24.4301 | 23.2621 | 21.5182 | 20.3363 | 18.6141 | 16.4689 | 16.0819 | 13.7051 | 12.1679 | 11.8699 | 11.1799 | 10.3028 | 9.4948 | 8.9954 | 8.1332 | 7.8757 | 7.4276 | 6.6529 | 6.4252 | 6.0458 | 5.4866
NSW1 | Pumped Hydro Pump | 16518.4832 | 12644.8322 | 15189.3212 | 13947.3276 | 8552.3813 | 15013.3678 | 31890.3108 | 31163.7559 | 29242.7982 | 28717.2498 | 28402.8564 | 28321.5635 | 25354.6221 | 22703.9051 | 18772.2697 | 19147.4635 | 17672.5034 | 16773.9507 | 17388.3209 | 16843.0662 | 16917.5449 | 16311.9589 | 13799.2716 | 11552.0788 | 12618.9106 | 10329.8387
NSW1 | Coordinated CER storage pump | 1.4427 | 1.5588 | 1.9721 | 2.3687 | 2.4725 | 2.8447 | 3.8339 | 5.0174 | 6.5153 | 7.9971 | 9.2913 | 11.6491 | 13.6392 | 15.0036 | 17.7398 | 19.9882 | 21.7287 | 23.3574 | 25.6203 | 26.5197 | 29.2528 | 31.2081 | 31.3951 | 33.8341 | 35.3106 | 35.3725
Region | Technology | 2024-25 | 2025-26 | 2026-27 | 2027-28 | 2028-29 | 2029-30 | 2030-31 | 2031-32 | 2032-33 | 2033-34 | 2034-35 | 2035-36 | 2036-37 | 2037-38 | 2038-39 | 2039-40 | 2040-41 | 2041-42 | 2042-43 | 2043-44 | 2044-45 | 2045-46 | 2046-47 | 2047-48 | 2048-49 | 2049-50
QLD1 | Grid Battery pump | 19.0842 | 15.9883 | 16.7739 | 16.3714 | 14.6096 | 14.3533 | 13.1835 | 12.2089 | 11.4614 | 10.4147 | 9.6556 | 9.003 | 7.9991 | 7.3929 | 7.0668 | 6.5321 | 6.0019 | 5.5597 | 5.206 | 4.7965 | 4.5417 | 4.2189 | 3.7704 | 3.6146 | 3.3447 | 3.1811
QLD1 | Pumped Hydro Pump | 9258.6243 | 11117.8045 | 10670.294 | 9876.0968 | 7539.376 | 8364.4435 | 3933.0755 | 2649.5954 | 3583.4863 | 5253.9355 | 4753.1467 | 4809.9472 | 4552.0937 | 3265.9609 | 3024.7952 | 3250.9123 | 2915.7646 | 2696.9265 | 2850.1287 | 2849.5683 | 2545.9625 | 2610.0306 | 1801.5819 | 1694.1224 | 1922.4866 | 1815.8686
QLD1 | Coordinated CER storage pump | 0.659 | 0.72002 | 0.97215 | 1.1939 | 1.3319 | 1.6181 | 2.2441 | 3.0609 | 4.0966 | 5.1224 | 6.3403 | 7.7123 | 8.7715 | 9.9782 | 11.647 | 12.9156 | 14.2209 | 15.4812 | 16.8843 | 17.9363 | 19.4164 | 20.562 | 20.6819 | 22.2303 | 22.7531 | 23.9903
Region | Technology | 2024-25 | 2025-26 | 2026-27 | 2027-28 | 2028-29 | 2029-30 | 2030-31 | 2031-32 | 2032-33 | 2033-34 | 2034-35 | 2035-36 | 2036-37 | 2037-38 | 2038-39 | 2039-40 | 2040-41 | 2041-42 | 2042-43 | 2043-44 | 2044-45 | 2045-46 | 2046-47 | 2047-48 | 2048-49 | 2049-50
VIC1 | Grid Battery pump | 20.1746 | 42.497 | 64.965 | 62.3587 | 49.649 | 46.8359 | 46.9401 | 42.1699 | 39.6374 | 34.9382 | 32.0525 | 31.8575 | 30.1121 | 24.4299 | 23.8505 | 21.9598 | 19.7672 | 15.2321 | 15.1494 | 13.9525 | 13.4225 | 12.6928 | 10.7981 | 10.4044 | 9.7179 | 8.6964
VIC1 | Pumped Hydro Pump | 0 | 0 | 0 | 0 | 0 | 0 | 0 | 0 | 0 | 0 | 0 | 0 | 0 | 0 | 0 | 0 | 0 | 0 | 0 | 0 | 0 | 0 | 0 | 0 | 0 | 0
VIC1 | Coordinated CER storage pump | 1.336 | 1.4868 | 1.925 | 2.3524 | 2.3343 | 2.7203 | 3.7763 | 4.7983 | 6.098 | 7.2748 | 8.4717 | 10.6753 | 12.7439 | 12.9221 | 15.1063 | 16.6182 | 17.7049 | 18.7683 | 21.4103 | 22.5363 | 24.5808 | 26.232 | 25.0194 | 26.8566 | 27.8193 | 27.9702
Region | Technology | 2024-25 | 2025-26 | 2026-27 | 2027-28 | 2028-29 | 2029-30 | 2030-31 | 2031-32 | 2032-33 | 2033-34 | 2034-35 | 2035-36 | 2036-37 | 2037-38 | 2038-39 | 2039-40 | 2040-41 | 2041-42 | 2042-43 | 2043-44 | 2044-45 | 2045-46 | 2046-47 | 2047-48 | 2048-49 | 2049-50
SA1 | Grid Battery pump | 25.2448 | 19.9634 | 20.1917 | 18.9789 | 16.0168 | 15.4854 | 14.8709 | 13.1342 | 12.8789 | 11.923 | 9.912 | 9.381 | 8.8887 | 7.7609 | 7.3164 | 6.7271 | 6.155 | 5.4845 | 5.2199 | 2.2 | 2.1055 | 1.9156 | 1.7251 | 1.6162 | 0.88285 | 0.79823
SA1 | Pumped Hydro Pump | 0 | 0 | 0 | 0 | 0 | 0 | 0 | 0 | 0 | 0 | 0 | 0 | 0 | 0 | 0 | 0 | 0 | 0 | 0 | 0 | 0 | 0 | 0 | 0 | 0 | 0
SA1 | Coordinated CER storage pump | 6.0152 | 5.1778 | 5.5402 | 5.7935 | 5.3156 | 5.7371 | 6.1777 | 6.16 | 6.7402 | 7.0361 | 7.1464 | 7.6926 | 8.0397 | 7.9477 | 8.3173 | 8.5463 | 8.742 | 8.7001 | 9.0877 | 9.1626 | 9.6059 | 10.0159 | 9.7934 | 10.0135 | 10.1076 | 10.0219
Region | Technology | 2024-25 | 2025-26 | 2026-27 | 2027-28 | 2028-29 | 2029-30 | 2030-31 | 2031-32 | 2032-33 | 2033-34 | 2034-35 | 2035-36 | 2036-37 | 2037-38 | 2038-39 | 2039-40 | 2040-41 | 2041-42 | 2042-43 | 2043-44 | 2044-45 | 2045-46 | 2046-47 | 2047-48 | 2048-49 | 2049-50
TAS1 | Grid Battery pump | 0 | 0 | 0 | 0 | 0 | 0 | 0 | 0 | 0 | 0 | 0 | 0 | 0 | 0 | 0 | 0 | 0 | 0 | 0 | 0 | 0 | 0 | 0 | 0 | 0 | 0
TAS1 | Pumped Hydro Pump | 0 | 0 | 0 | 0 | 0 | 0 | 0 | 0 | 0 | 0 | 0 | 0 | 0 | 0 | 0 | 0 | 0 | 0 | 0 | 0 | 0 | 0 | 0 | 0 | 0 | 0
TAS1 | Coordinated CER storage pump | 0.012322 | 0.040862 | 0.088086 | 0.085348 | 0.083419 | 0.089804 | 0.1096 | 0.13982 | 0.15333 | 0.21384 | 0.24007 | 0.27741 | 0.3508 | 0.32909 | 0.42064 | 0.45683 | 0.50317 | 0.59856 | 0.6889 | 0.73285 | 0.81465 | 0.95885 | 0.85248 | 1.0204 | 0.99649 | 1.1174

## Marinus_S1_FOM Cost
FOM cost by technology ($000s) - Marinus_S1, Green Energy Exports scenario
FOM | Real June 2023 dollars discounted to 1 July 2023. For new entrant capacity, the FOM is incurred annually in modelling. For existing capacity that retires early as part of the least-cost solution, the associated FOM savings are presented as a negative cost that continues until the assumed fixed date retirement. For existing, committed and anticipated generators that do not retire early, FOM costs are not included since there will be no difference in these costs between the Base Case and option case.
Explicitly modelled generation
Region | Technology | 2024-25 | 2025-26 | 2026-27 | 2027-28 | 2028-29 | 2029-30 | 2030-31 | 2031-32 | 2032-33 | 2033-34 | 2034-35 | 2035-36 | 2036-37 | 2037-38 | 2038-39 | 2039-40 | 2040-41 | 2041-42 | 2042-43 | 2043-44 | 2044-45 | 2045-46 | 2046-47 | 2047-48 | 2048-49 | 2049-50
NEM | Black Coal | 0 | 0 | 0 | -177162.5617 | -213607.2055 | -301546.5299 | -229006.0855 | -214590.8573 | -176441.7086 | -30172.902 | -28198.9738 | -1.3853e-05 | -1.291e-05 | -1.2065e-05 | -1.1276e-05 | -1.0566e-05 | 0 | 0 | 0 | 0 | 0 | 0 | 0 | 0 | 0 | 0
NEM | Brown Coal | 0 | 0 | 0 | -309615.1193 | -221633.6366 | -173307.3347 | -110082.9304 | -53194.9278 | -3016.0571 | -1.9271e-05 | 0 | 0 | 0 | 0 | 0 | 0 | 0 | 0 | 0 | 0 | 0 | 0 | 0 | 0 | 0 | 0
NEM | CCGT | 0 | 0 | 0.00049889 | 0.00075389 | 0.00070258 | 0.00065662 | 0.0013277 | 0.0012858 | 0.0021162 | 0.002669 | 0.0034427 | 0.0050551 | 0.0047297 | 439.2196 | 410.4856 | 384.6468 | 358.4714 | 3074.5152 | 2873.3787 | 2692.5084 | 2509.2551 | 2762.4894 | 5445.6778 | 5102.8891 | 4755.5843 | 4444.4713
NEM | Gas - Steam | 0 | 0 | 0 | 0 | 0 | 0 | 0 | 0 | 0 | 0 | 0 | 0 | 0 | 0 | 0 | 0 | 0 | 0 | 0 | 0 | 0 | 0 | 0 | 0 | 0 | 0
NEM | OCGT / Diesel | 0 | 0.0016974 | 0.0032307 | 0.0050241 | 0.0078511 | 0.0074119 | 0.0070516 | 0.0066742 | 0.0091423 | 2626.5446 | 2454.7148 | 6466.8137 | 6026.6796 | 8474.5188 | 7920.1111 | 7421.5646 | 6916.4498 | 11020.1801 | 10299.2337 | 9650.9288 | 11246.1965 | 10510.4641 | 9822.8644 | 9204.5455 | 9051.1969 | 9915.1275
NEM | Hydro | 0 | 0 | 0 | 0 | 0 | 0 | 0 | 0 | 0 | 0 | 0 | 0 | 0 | 0 | 0 | 0 | 0 | 0 | 0 | 0 | 0 | 0 | 0 | 0 | 0 | 0
NEM | Hydrogen Turbine | 0 | 0 | 0 | 0 | 0 | 0 | 0 | 0 | 0 | 0 | 0 | 0 | 0 | 0 | 0 | 0 | 0 | 0 | 0 | 0 | 0 | 0 | 0 | 0 | 0 | 0
NEM | Wind | 0 | 88475.7458 | 177990.0173 | 228618.7753 | 450657.4716 | 443338.3173 | 416462.1155 | 438506.4003 | 468037.3124 | 492828.9092 | 526863.2227 | 565748.4882 | 596137.0963 | 636439.5738 | 653429.0322 | 667365.4898 | 624763.56 | 593829.8364 | 555130.0266 | 520186.3026 | 486610.0013 | 463917.3986 | 433947.5958 | 408372.3375 | 383113.9395 | 361315.3591
NEM | Solar PV | 0 | 0.012257 | 4613.1011 | 10583.5679 | 34552.8184 | 32292.3537 | 30179.77 | 28280.0465 | 26355.2947 | 40959.1912 | 43962.7654 | 41195.4449 | 38391.6651 | 35880.0611 | 33532.7675 | 31421.9872 | 38999.1967 | 44330.5147 | 51023.3235 | 63297.8755 | 66160.4013 | 70247.0917 | 73285.4694 | 71034.0498 | 70159.4381 | 76967.0876
NEM | Grid Battery | 0 | 4991.0475 | 7607.9878 | 11305.7003 | 11285.644 | 13571.7522 | 14946.9841 | 16123.4566 | 16996.6194 | 17921.3918 | 24012.8139 | 22501.3011 | 20969.8537 | 19598.0102 | 18315.8987 | 17162.9704 | 15994.8526 | 19630.8208 | 18346.5624 | 17191.7044 | 24930.5846 | 23299.6141 | 22362.9077 | 20955.234 | 19529.0133 | 18251.4159
NEM | Pumped Hydro | 0 | 0 | 0 | 0 | 27571.2981 | 25767.5698 | 24081.8428 | 22565.9657 | 21030.1173 | 19654.3158 | 18368.5198 | 17212.2816 | 16040.807 | 14991.4094 | 14010.6637 | 13128.7364 | 12235.1895 | 11434.7804 | 10686.7111 | 10014.016 | 9332.4715 | 8721.9364 | 8151.343 | 7638.2417 | 7118.3803 | 6652.6925
NEM | Coordinated CER storage | 0 | 0 | 0 | 0 | 0 | 0 | 0 | 0 | 0 | 0 | 0 | 0 | 0 | 0 | 0 | 0 | 0 | 0 | 0 | 0 | 0 | 0 | 0 | 0 | 0 | 0
Total excluding storage |  | 0 | 93466.8073 | 190211.1099 | -236269.6317 | 88826.3986 | 40116.1363 | 146581.7048 | 237690.0921 | 352961.5893 | 543817.4533 | 587463.0663 | 653124.3345 | 677566.1064 | 715822.7929 | 727618.9587 | 736885.3952 | 699267.72 | 683320.6476 | 648359.2361 | 623033.3358 | 600788.9102 | 579458.9944 | 553015.858 | 522307.2975 | 493727.5523 | 477546.1538
Region | Technology | 2024-25 | 2025-26 | 2026-27 | 2027-28 | 2028-29 | 2029-30 | 2030-31 | 2031-32 | 2032-33 | 2033-34 | 2034-35 | 2035-36 | 2036-37 | 2037-38 | 2038-39 | 2039-40 | 2040-41 | 2041-42 | 2042-43 | 2043-44 | 2044-45 | 2045-46 | 2046-47 | 2047-48 | 2048-49 | 2049-50
NSW1 | Black Coal | 0 | 0 | 0 | -40808.4925 | -86533.4526 | -131185.7992 | -122603.5506 | -114886.0345 | -107066.8409 | -1.5818e-05 | -1.4783e-05 | -1.3853e-05 | -1.291e-05 | -1.2065e-05 | -1.1276e-05 | -1.0566e-05 | 0 | 0 | 0 | 0 | 0 | 0 | 0 | 0 | 0 | 0
NSW1 | Brown Coal | 0 | 0 | 0 | 0 | 0 | 0 | 0 | 0 | 0 | 0 | 0 | 0 | 0 | 0 | 0 | 0 | 0 | 0 | 0 | 0 | 0 | 0 | 0 | 0 | 0 | 0
NSW1 | CCGT | 0 | 0 | 0.00015441 | 0.00024324 | 0.00022668 | 0.00021185 | 0.00037991 | 0.00036249 | 0.00037392 | 0.00078388 | 0.0010087 | 0.0011799 | 0.0010996 | 0.0020644 | 0.0019306 | 0.001812 | 0.0054742 | 0.010216 | 0.009548 | 0.0089474 | 0.0083384 | 0.0077929 | 0.0072859 | 0.0068282 | 0.006364 | 0.0059494
NSW1 | Gas - Steam | 0 | 0 | 0 | 0 | 0 | 0 | 0 | 0 | 0 | 0 | 0 | 0 | 0 | 0 | 0 | 0 | 0 | 0 | 0 | 0 | 0 | 0 | 0 | 0 | 0 | 0
NSW1 | OCGT / Diesel | 0 | 0.00066262 | 0.00098401 | 0.00099529 | 0.0012886 | 0.0012068 | 0.0011329 | 0.0010645 | 0.00099723 | 0.00097829 | 0.0010855 | 0.0017898 | 0.0016724 | 0.0022693 | 0.0021237 | 0.0019989 | 0.0019068 | 0.030772 | 0.028762 | 0.026974 | 0.025155 | 0.023513 | 0.021988 | 0.020723 | 0.019336 | 0.018364
NSW1 | Hydro | 0 | 0 | 0 | 0 | 0 | 0 | 0 | 0 | 0 | 0 | 0 | 0 | 0 | 0 | 0 | 0 | 0 | 0 | 0 | 0 | 0 | 0 | 0 | 0 | 0 | 0
NSW1 | Hydrogen Turbine | 0 | 0 | 0 | 0 | 0 | 0 | 0 | 0 | 0 | 0 | 0 | 0 | 0 | 0 | 0 | 0 | 0 | 0 | 0 | 0 | 0 | 0 | 0 | 0 | 0 | 0
NSW1 | Wind | 0 | 73572.5536 | 92209.9732 | 103844.5491 | 124699.3224 | 116541.4228 | 108917.2175 | 102061.2139 | 95114.8832 | 88892.4147 | 83077.0237 | 77847.5817 | 74429.3032 | 84303.9265 | 78788.7166 | 73829.2108 | 69388.2656 | 67732.985 | 63450.7247 | 59456.6974 | 55410.0497 | 56072.6975 | 52530.5834 | 49270.4302 | 47030.4654 | 45761.1629
NSW1 | Solar PV | 0 | 0.0032075 | 4613.08 | 6957.069 | 30103.5705 | 28134.178 | 26293.6243 | 24638.5216 | 22961.6131 | 21459.4516 | 20055.5623 | 18793.1264 | 17514.058 | 16368.2786 | 15297.4566 | 14334.5294 | 21611.3828 | 27766.658 | 33994.4289 | 38357.3615 | 36221.4689 | 39885.2977 | 42779.3236 | 40449.1076 | 38458.6527 | 38274.0392
NSW1 | Grid Battery | 0 | 4991.0232 | 7607.9118 | 7129.0172 | 6643.8132 | 6209.1712 | 5802.9637 | 5437.685 | 5067.5939 | 4736.069 | 4426.2328 | 4147.6153 | 3865.3269 | 3612.4583 | 3376.1293 | 3163.6125 | 2948.296 | 4548.8007 | 4251.2157 | 3983.6148 | 10726.8169 | 10025.0632 | 9369.2206 | 8779.4582 | 8181.9247 | 7646.6587
NSW1 | Pumped Hydro | 0 | 0 | 0 | 0 | 21298.8956 | 19905.51 | 18603.2803 | 17432.2611 | 16245.8139 | 15183.0036 | 14189.7231 | 13296.5237 | 12391.5565 | 11580.894 | 10823.2654 | 10141.9742 | 9451.7071 | 8833.3792 | 8255.4946 | 7735.8367 | 7209.3338 | 6737.6952 | 6296.9114 | 5900.5403 | 5498.947 | 5139.2028
NSW1 | Coordinated CER storage | 0 | 0 | 0 | 0 | 0 | 0 | 0 | 0 | 0 | 0 | 0 | 0 | 0 | 0 | 0 | 0 | 0 | 0 | 0 | 0 | 0 | 0 | 0 | 0 | 0 | 0
Total excluding storage |  | 0 | 78563.5806 | 104430.9662 | 77122.144 | 96212.1505 | 39604.4841 | 37013.5368 | 34683.6486 | 32323.0644 | 130270.9408 | 121748.544 | 114084.8501 | 108200.2474 | 115865.5617 | 108285.572 | 101469.3308 | 103399.6588 | 108881.8638 | 109951.9023 | 109533.5464 | 109567.7029 | 112720.7849 | 110976.0682 | 104399.5638 | 99170.0155 | 96821.088
Region | Technology | 2024-25 | 2025-26 | 2026-27 | 2027-28 | 2028-29 | 2029-30 | 2030-31 | 2031-32 | 2032-33 | 2033-34 | 2034-35 | 2035-36 | 2036-37 | 2037-38 | 2038-39 | 2039-40 | 2040-41 | 2041-42 | 2042-43 | 2043-44 | 2044-45 | 2045-46 | 2046-47 | 2047-48 | 2048-49 | 2049-50
QLD1 | Black Coal | 0 | 0 | 0 | -136354.0691 | -127073.7529 | -170360.7307 | -106402.5349 | -99704.8228 | -69374.8677 | -30172.902 | -28198.9738 | 0 | 0 | 0 | 0 | 0 | 0 | 0 | 0 | 0 | 0 | 0 | 0 | 0 | 0 | 0
QLD1 | Brown Coal | 0 | 0 | 0 | 0 | 0 | 0 | 0 | 0 | 0 | 0 | 0 | 0 | 0 | 0 | 0 | 0 | 0 | 0 | 0 | 0 | 0 | 0 | 0 | 0 | 0 | 0
QLD1 | CCGT | 0 | 0 | 0.00012551 | 0.00020316 | 0.00018934 | 0.00017695 | 0.00028319 | 0.00028525 | 0.00030503 | 0.00053329 | 0.00050104 | 0.0019124 | 0.0017908 | 439.1994 | 410.4668 | 384.6292 | 358.4511 | 3074.4912 | 2873.3562 | 2692.4873 | 2509.2355 | 2762.471 | 5445.6606 | 5102.873 | 4755.5692 | 4444.4572
QLD1 | Gas - Steam | 0 | 0 | 0 | 0 | 0 | 0 | 0 | 0 | 0 | 0 | 0 | 0 | 0 | 0 | 0 | 0 | 0 | 0 | 0 | 0 | 0 | 0 | 0 | 0 | 0 | 0
QLD1 | OCGT / Diesel | 0 | 0.00026283 | 0.0005607 | 0.00063328 | 0.0027314 | 0.0025564 | 0.0023943 | 0.0022469 | 0.0020979 | 2626.5379 | 2454.7083 | 6195.4542 | 5773.7889 | 5396.0645 | 5043.0509 | 4725.6064 | 4403.9796 | 4115.8688 | 3846.6064 | 3604.4743 | 3359.1527 | 3139.395 | 2934.0147 | 2749.3275 | 3035.3238 | 4292.8158
QLD1 | Hydro | 0 | 0 | 0 | 0 | 0 | 0 | 0 | 0 | 0 | 0 | 0 | 0 | 0 | 0 | 0 | 0 | 0 | 0 | 0 | 0 | 0 | 0 | 0 | 0 | 0 | 0
QLD1 | Hydrogen Turbine | 0 | 0 | 0 | 0 | 0 | 0 | 0 | 0 | 0 | 0 | 0 | 0 | 0 | 0 | 0 | 0 | 0 | 0 | 0 | 0 | 0 | 0 | 0 | 0 | 0 | 0
QLD1 | Wind | 0 | 14903.1719 | 72029.9168 | 80735.6938 | 112943.6977 | 105554.8576 | 98649.3996 | 92439.7235 | 86148.2357 | 80512.3709 | 89794.724 | 84142.4226 | 78415.6528 | 73285.6593 | 68491.2705 | 64179.956 | 60283.4047 | 60043.529 | 56115.4488 | 52583.1552 | 49004.3241 | 46875.9053 | 43809.2671 | 41051.609 | 39265.0336 | 36827.5215
QLD1 | Solar PV | 0 | 0.0040929 | 0.0065479 | 0.015592 | 97.2726 | 90.909 | 84.9617 | 79.6136 | 74.1951 | 16397.4153 | 21007.8345 | 19685.456 | 18345.6553 | 17145.4723 | 16023.8059 | 15015.1567 | 15456.554 | 14445.379 | 15049.0072 | 19511.0036 | 19420.9205 | 19508.3832 | 18232.1343 | 19083.5418 | 20982.172 | 28507.2893
QLD1 | Grid Battery | 0 | 0.0070354 | 0.023342 | 0.021884 | 0.023306 | 0.021785 | 0.020367 | 0.019098 | 0.017815 | 0.016998 | 0.017927 | 0.031969 | 0.029838 | 0.030111 | 0.028219 | 0.026527 | 0.024842 | 1134.01 | 1059.8226 | 993.1112 | 1480.3993 | 1383.5509 | 1880.6009 | 1762.2229 | 1642.2854 | 1534.8464
QLD1 | Pumped Hydro | 0 | 0 | 0 | 0 | 0.10725 | 0.10031 | 0.093768 | 0.087877 | 0.081915 | 0.076603 | 0.071683 | 0.067827 | 0.063238 | 0.059164 | 0.05533 | 0.05192 | 0.048481 | 0.048943 | 0.04588 | 0.043116 | 0.048054 | 0.045037 | 0.042137 | 0.039534 | 0.036952 | 0.034614
QLD1 | Coordinated CER storage | 0 | 0 | 0 | 0 | 0 | 0 | 0 | 0 | 0 | 0 | 0 | 0 | 0 | 0 | 0 | 0 | 0 | 0 | 0 | 0 | 0 | 0 | 0 | 0 | 0 | 0
Total excluding storage |  | 0 | 14903.1833 | 72029.9474 | -55618.3371 | -14032.6491 | -64714.8393 | -7668.0568 | -7185.3762 | 16847.6652 | 69363.5163 | 85058.3831 | 110023.4345 | 102535.1919 | 96266.4848 | 89968.6777 | 84305.4268 | 80502.4627 | 82813.3269 | 78944.287 | 79384.2747 | 75774.0801 | 73669.7506 | 72301.7198 | 69749.6138 | 69680.4211 | 75606.9648
Region | Technology | 2024-25 | 2025-26 | 2026-27 | 2027-28 | 2028-29 | 2029-30 | 2030-31 | 2031-32 | 2032-33 | 2033-34 | 2034-35 | 2035-36 | 2036-37 | 2037-38 | 2038-39 | 2039-40 | 2040-41 | 2041-42 | 2042-43 | 2043-44 | 2044-45 | 2045-46 | 2046-47 | 2047-48 | 2048-49 | 2049-50
VIC1 | Black Coal | 0 | 0 | 0 | 0 | 0 | 0 | 0 | 0 | 0 | 0 | 0 | 0 | 0 | 0 | 0 | 0 | 0 | 0 | 0 | 0 | 0 | 0 | 0 | 0 | 0 | 0
VIC1 | Brown Coal | 0 | 0 | 0 | -309615.1193 | -221633.6366 | -173307.3347 | -110082.9304 | -53194.9278 | -3016.0571 | -1.9271e-05 | 0 | 0 | 0 | 0 | 0 | 0 | 0 | 0 | 0 | 0 | 0 | 0 | 0 | 0 | 0 | 0
VIC1 | CCGT | 0 | 0 | 0 | 0 | 0 | 0 | 0 | 0 | 0 | 0 | 0 | 0 | 0 | 0 | 0 | 0 | 0 | 0 | 0 | 0 | 0 | 0 | 0 | 0 | 0 | 0
VIC1 | Gas - Steam | 0 | 0 | 0 | 0 | 0 | 0 | 0 | 0 | 0 | 0 | 0 | 0 | 0 | 0 | 0 | 0 | 0 | 0 | 0 | 0 | 0 | 0 | 0 | 0 | 0 | 0
VIC1 | OCGT / Diesel | 0 | 0.00026022 | 0.00056186 | 0.0016083 | 0.0019663 | 0.001839 | 0.001726 | 0.0016206 | 0.0019694 | 0.0018464 | 0.0017322 | 0.0026671 | 0.002489 | 0.0034872 | 0.003261 | 0.0030679 | 0.0028733 | 3019.2987 | 2821.7745 | 2644.1525 | 4716.3039 | 4407.7606 | 4119.4025 | 3860.0988 | 3597.3788 | 3362.0362
VIC1 | Hydro | 0 | 0 | 0 | 0 | 0 | 0 | 0 | 0 | 0 | 0 | 0 | 0 | 0 | 0 | 0 | 0 | 0 | 0 | 0 | 0 | 0 | 0 | 0 | 0 | 0 | 0
VIC1 | Hydrogen Turbine | 0 | 0 | 0 | 0 | 0 | 0 | 0 | 0 | 0 | 0 | 0 | 0 | 0 | 0 | 0 | 0 | 0 | 0 | 0 | 0 | 0 | 0 | 0 | 0 | 0 | 0
VIC1 | Wind | 0 | 0.0067844 | 0.013864 | 20884.1151 | 171635.1814 | 176679.6777 | 165121.1976 | 200993.2859 | 244831.7783 | 282489.4678 | 314247.4577 | 365045.6231 | 405975.8908 | 440889.0881 | 469496.687 | 493777.7767 | 460171.0461 | 430066.3984 | 401931.2135 | 376630.8813 | 350997.2194 | 328034.8188 | 306574.597 | 288970.5898 | 269533.7244 | 253226.9389
VIC1 | Solar PV | 0 | 0.0012374 | 0.0026838 | 0.0077382 | 0.011384 | 0.01064 | 0.0099435 | 0.0093192 | 0.008751 | 0.0082331 | 0.0077777 | 0.0072908 | 0.0067962 | 0.0063583 | 0.0059485 | 0.0056875 | 0.0054774 | 0.010245 | 0.0098711 | 0.024939 | 5458.0592 | 5100.9902 | 5292.6597 | 4959.5032 | 4621.9581 | 4319.5876
VIC1 | Grid Battery | 0 | 0.006396 | 0.028345 | 4176.6379 | 4641.7857 | 7362.5384 | 9143.9803 | 10685.7334 | 11928.9893 | 13185.288 | 19586.5459 | 18353.6331 | 17104.4769 | 15985.4924 | 14939.7126 | 13999.3037 | 13046.505 | 12193.0057 | 11395.3325 | 10678.0314 | 9951.2906 | 9300.2717 | 8691.8428 | 8144.7181 | 7590.3852 | 7093.818
VIC1 | Pumped Hydro | 0 | 0 | 0 | 0 | 6272.2849 | 5861.9486 | 5478.4566 | 5133.6047 | 4784.2093 | 4471.2237 | 4178.7138 | 3915.6766 | 3649.174 | 3410.4433 | 3187.3302 | 2986.6976 | 2783.4217 | 2601.3371 | 2431.1562 | 2278.1224 | 2123.075 | 1984.1822 | 1854.3759 | 1737.6487 | 1619.3836 | 1513.4426
VIC1 | Coordinated CER storage | 0 | 0 | 0 | 0 | 0 | 0 | 0 | 0 | 0 | 0 | 0 | 0 | 0 | 0 | 0 | 0 | 0 | 0 | 0 | 0 | 0 | 0 | 0 | 0 | 0 | 0
Total excluding storage |  | 0 | 0.014678 | 0.045455 | -284554.3569 | -39084.3712 | 16596.8425 | 69660.7158 | 163617.7071 | 258528.9306 | 300145.9895 | 338012.7269 | 387314.9428 | 426729.551 | 460285.0337 | 487623.739 | 510763.7867 | 476000.9811 | 447880.0502 | 418579.4866 | 392231.2125 | 373245.9481 | 348828.0235 | 326532.8779 | 307672.5586 | 286962.83 | 269515.8234
Region | Technology | 2024-25 | 2025-26 | 2026-27 | 2027-28 | 2028-29 | 2029-30 | 2030-31 | 2031-32 | 2032-33 | 2033-34 | 2034-35 | 2035-36 | 2036-37 | 2037-38 | 2038-39 | 2039-40 | 2040-41 | 2041-42 | 2042-43 | 2043-44 | 2044-45 | 2045-46 | 2046-47 | 2047-48 | 2048-49 | 2049-50
SA1 | Black Coal | 0 | 0 | 0 | 0 | 0 | 0 | 0 | 0 | 0 | 0 | 0 | 0 | 0 | 0 | 0 | 0 | 0 | 0 | 0 | 0 | 0 | 0 | 0 | 0 | 0 | 0
SA1 | Brown Coal | 0 | 0 | 0 | 0 | 0 | 0 | 0 | 0 | 0 | 0 | 0 | 0 | 0 | 0 | 0 | 0 | 0 | 0 | 0 | 0 | 0 | 0 | 0 | 0 | 0 | 0
SA1 | CCGT | 0 | 0 | 0.00014446 | 0.00022299 | 0.00020782 | 0.00019422 | 0.0004334 | 0.00040719 | 0.0011969 | 0.0011212 | 0.0017133 | 0.00175 | 0.0016309 | 0.01786 | 0.016692 | 0.015642 | 0.014577 | 0.013625 | 0.012734 | 0.011933 | 0.01112 | 0.010393 | 0.0097141 | 0.0091029 | 0.0084836 | 0.0079289
SA1 | Gas - Steam | 0 | 0 | 0 | 0 | 0 | 0 | 0 | 0 | 0 | 0 | 0 | 0 | 0 | 0 | 0 | 0 | 0 | 0 | 0 | 0 | 0 | 0 | 0 | 0 | 0 | 0
SA1 | OCGT / Diesel | 0 | 0.00026346 | 0.00059106 | 0.001204 | 0.0011335 | 0.0010621 | 0.0010008 | 0.00094606 | 0.003265 | 0.0030604 | 0.0028751 | 271.3542 | 252.8858 | 3078.4477 | 2877.054 | 2695.9523 | 2512.4647 | 3884.9809 | 3630.8233 | 3402.2742 | 3170.714 | 2963.2841 | 2769.4244 | 2595.0976 | 2418.4742 | 2260.2563
SA1 | Hydro | 0 | 0 | 0 | 0 | 0 | 0 | 0 | 0 | 0 | 0 | 0 | 0 | 0 | 0 | 0 | 0 | 0 | 0 | 0 | 0 | 0 | 0 | 0 | 0 | 0 | 0
SA1 | Hydrogen Turbine | 0 | 0 | 0 | 0 | 0 | 0 | 0 | 0 | 0 | 0 | 0 | 0 | 0 | 0 | 0 | 0 | 0 | 0 | 0 | 0 | 0 | 0 | 0 | 0 | 0 | 0
SA1 | Wind | 0 | 0.010621 | 7975.9461 | 12333.0067 | 26251.9259 | 25154.3166 | 23508.7071 | 22028.9063 | 20529.6094 | 19186.5511 | 17931.3565 | 16802.642 | 15659.0475 | 16563.326 | 15479.745 | 14725.2633 | 15486.8442 | 17824.3076 | 16658.2318 | 15609.6477 | 16375.0508 | 19080.3721 | 18085.8539 | 16947.406 | 15978.1429 | 14932.8445
SA1 | Solar PV | 0 | 0.0028688 | 0.010043 | 3626.4736 | 4351.9615 | 4067.2537 | 3801.1717 | 3561.8996 | 3319.4752 | 3102.3133 | 2899.3582 | 2716.8526 | 2531.9424 | 2366.3014 | 2211.4966 | 2072.2902 | 1931.2496 | 2118.4628 | 1979.8729 | 5429.4812 | 5059.9484 | 5752.4167 | 6981.3478 | 6541.8935 | 6096.6516 | 5866.1679
SA1 | Grid Battery | 0 | 0.006411 | 0.01836 | 0.017223 | 0.016054 | 0.015019 | 0.014049 | 0.013187 | 0.012317 | 0.011555 | 0.010863 | 0.01401 | 0.013162 | 0.021443 | 0.020143 | 0.018983 | 0.017875 | 1754.9945 | 1640.1819 | 1536.9375 | 2772.0671 | 2590.7171 | 2421.2316 | 2268.8227 | 2114.4059 | 1976.0806
SA1 | Pumped Hydro | 0 | 0 | 0 | 0 | 0.0044644 | 0.0042314 | 0.0039587 | 0.0037145 | 0.0035604 | 0.0033594 | 0.0031627 | 0.0042284 | 0.0039691 | 0.0038462 | 0.0036087 | 0.0034092 | 0.0032233 | 0.0053097 | 0.0049855 | 0.0046978 | 0.005408 | 0.0050677 | 0.0047412 | 0.0044499 | 0.0041686 | 0.0039272
SA1 | Coordinated CER storage | 0 | 0 | 0 | 0 | 0 | 0 | 0 | 0 | 0 | 0 | 0 | 0 | 0 | 0 | 0 | 0 | 0 | 0 | 0 | 0 | 0 | 0 | 0 | 0 | 0 | 0
Total excluding storage |  | 0 | 0.020165 | 7975.9752 | 15959.4989 | 30603.9093 | 29221.5908 | 27309.8982 | 25590.8242 | 23849.105 | 22288.8835 | 20830.7334 | 19790.8688 | 18443.8944 | 22008.1183 | 20568.336 | 19493.5438 | 19930.5941 | 25582.7647 | 23909.1276 | 25978.3572 | 27377.7968 | 30386.8055 | 30257.8722 | 28353.2333 | 26607.6872 | 25035.3612
Region | Technology | 2024-25 | 2025-26 | 2026-27 | 2027-28 | 2028-29 | 2029-30 | 2030-31 | 2031-32 | 2032-33 | 2033-34 | 2034-35 | 2035-36 | 2036-37 | 2037-38 | 2038-39 | 2039-40 | 2040-41 | 2041-42 | 2042-43 | 2043-44 | 2044-45 | 2045-46 | 2046-47 | 2047-48 | 2048-49 | 2049-50
TAS1 | Black Coal | 0 | 0 | 0 | 0 | 0 | 0 | 0 | 0 | 0 | 0 | 0 | 0 | 0 | 0 | 0 | 0 | 0 | 0 | 0 | 0 | 0 | 0 | 0 | 0 | 0 | 0
TAS1 | Brown Coal | 0 | 0 | 0 | 0 | 0 | 0 | 0 | 0 | 0 | 0 | 0 | 0 | 0 | 0 | 0 | 0 | 0 | 0 | 0 | 0 | 0 | 0 | 0 | 0 | 0 | 0
TAS1 | CCGT | 0 | 0 | 7.4508e-05 | 8.4498e-05 | 7.8747e-05 | 7.3595e-05 | 0.00023124 | 0.00023085 | 0.00024029 | 0.0002307 | 0.0002196 | 0.0002127 | 0.00020839 | 0.00020615 | 0.00020504 | 0.00020672 | 0.00019769 | 0.00020403 | 0.00019521 | 0.0001839 | 0.000182 | 0.0001779 | 0.00017827 | 0.00017669 | 0.00017189 | 0.0001683
TAS1 | Gas - Steam | 0 | 0 | 0 | 0 | 0 | 0 | 0 | 0 | 0 | 0 | 0 | 0 | 0 | 0 | 0 | 0 | 0 | 0 | 0 | 0 | 0 | 0 | 0 | 0 | 0 | 0
TAS1 | OCGT / Diesel | 0 | 0.00024825 | 0.00053304 | 0.00058312 | 0.00073136 | 0.00074748 | 0.00079765 | 0.00079625 | 0.00081273 | 0.0008051 | 0.0007987 | 0.00080322 | 0.00080137 | 0.00080163 | 0.00079794 | 0.00080747 | 0.00080026 | 0.00087195 | 0.00082584 | 0.00081015 | 0.00087139 | 0.00082711 | 0.00080995 | 0.00081325 | 0.00081322 | 0.00081546
TAS1 | Hydro | 0 | 0 | 0 | 0 | 0 | 0 | 0 | 0 | 0 | 0 | 0 | 0 | 0 | 0 | 0 | 0 | 0 | 0 | 0 | 0 | 0 | 0 | 0 | 0 | 0 | 0
TAS1 | Hydrogen Turbine | 0 | 0 | 0 | 0 | 0 | 0 | 0 | 0 | 0 | 0 | 0 | 0 | 0 | 0 | 0 | 0 | 0 | 0 | 0 | 0 | 0 | 0 | 0 | 0 | 0 | 0
TAS1 | Wind | 0 | 0.0028378 | 5774.1674 | 10821.4107 | 15127.3443 | 19408.0426 | 20265.5936 | 20983.2707 | 21412.8058 | 21748.1046 | 21812.6608 | 21910.2188 | 21657.2021 | 21397.5739 | 21172.613 | 20853.283 | 19433.9995 | 18162.6163 | 16974.4078 | 15905.9211 | 14823.3572 | 13853.6049 | 12947.2943 | 12132.3024 | 11306.5731 | 10566.8913
TAS1 | Solar PV | 0 | 0.00084992 | 0.0018134 | 0.0020779 | 0.002423 | 0.0022745 | 0.0023354 | 0.0023968 | 0.0025509 | 0.0027481 | 0.0025928 | 0.0026142 | 0.0024863 | 0.0024931 | 0.0023693 | 0.0051873 | 0.0048711 | 0.0047703 | 0.004594 | 0.0043484 | 0.0041811 | 0.0040348 | 0.0039402 | 0.0037865 | 0.0036385 | 0.0035027
TAS1 | Grid Battery | 0 | 0.0045409 | 0.0059746 | 0.0060483 | 0.0057392 | 0.005793 | 0.0056583 | 0.0058791 | 0.0060482 | 0.0062103 | 0.0064369 | 0.0066676 | 0.0069496 | 0.0079685 | 0.0084447 | 0.0086867 | 0.0089171 | 0.0099299 | 0.0097192 | 0.0094374 | 0.010649 | 0.011148 | 0.011851 | 0.01202 | 0.012084 | 0.012218
TAS1 | Pumped Hydro | 0 | 0 | 0 | 0 | 0.005861 | 0.0067268 | 0.0080584 | 0.0083376 | 0.0086758 | 0.0085167 | 0.0081204 | 0.0092422 | 0.0092734 | 0.0091025 | 0.0091308 | 0.0092459 | 0.0090029 | 0.0098577 | 0.0094462 | 0.0090385 | 0.0092187 | 0.0088833 | 0.0087967 | 0.0087851 | 0.0086407 | 0.0085383
TAS1 | Coordinated CER storage | 0 | 0 | 0 | 0 | 0 | 0 | 0 | 0 | 0 | 0 | 0 | 0 | 0 | 0 | 0 | 0 | 0 | 0 | 0 | 0 | 0 | 0 | 0 | 0 | 0 | 0
Total excluding storage |  | 0 | 0.0084768 | 5774.1757 | 10821.4195 | 15127.3592 | 19408.0582 | 20265.6107 | 20983.2883 | 21412.8241 | 21748.1232 | 21812.6789 | 21910.2383 | 21657.2218 | 21397.5944 | 21172.634 | 20853.3071 | 19434.0233 | 18162.642 | 16974.4326 | 15905.9449 | 14823.3823 | 13853.6299 | 12947.3199 | 12132.328 | 11306.5984 | 10566.9165

## Marinus_S1_Fuel Cost
Fuel cost by technology ($000s) - Marinus_S1, Green Energy Exports scenario
Fuel | Real June 2023 dollars discounted to 1 July 2023.
Explicitly modelled generation
Region | Technology | 2024-25 | 2025-26 | 2026-27 | 2027-28 | 2028-29 | 2029-30 | 2030-31 | 2031-32 | 2032-33 | 2033-34 | 2034-35 | 2035-36 | 2036-37 | 2037-38 | 2038-39 | 2039-40 | 2040-41 | 2041-42 | 2042-43 | 2043-44 | 2044-45 | 2045-46 | 2046-47 | 2047-48 | 2048-49 | 2049-50
NEM | Black Coal | 2296492.824 | 1356868.432 | 1252421.98 | 1066364.7997 | 754175.2874 | 449256.8171 | 458508.2278 | 427203.3365 | 440107.4864 | 355552.5232 | 295052.3246 | 222101.1 | 213065.72 | 188116.907 | 185904.647 | 173186.178 | 58705.075 | 55898.929 | 49663.718 | 49635.354 | 46522.247 | 39198.091 | 36967.1945 | 36409.3835 | 34068.2595 | 30646.7435
NEM | Brown Coal | 287704.944 | 225333.334 | 174484.458 | 93114.6574 | 52636.723 | 41046.8129 | 41152.2485 | 35813.5096 | 39785.158 | 19772.298 | 0 | 0 | 0 | 0 | 0 | 0 | 0 | 0 | 0 | 0 | 0 | 0 | 0 | 0 | 0 | 0
NEM | CCGT | 185467.971 | 104556.2135 | 111130.9432 | 273722.7303 | 249023.6268 | 228813.9299 | 203912.155 | 209598.9066 | 186405.7957 | 308050.2095 | 291655.6489 | 324238.6088 | 289771.9266 | 265053.354 | 237477.344 | 207910.7366 | 209969.688 | 318779.6291 | 316791.8016 | 246863.2259 | 215719.041 | 190185.0302 | 295231.2305 | 270954.9431 | 250079.9275 | 231297.2525
NEM | Gas - Steam | 9587.2151 | 353526.056 | 219035.056 | 245023.296 | 248671.072 | 209077.024 | 14388.45 | 11971.918 | 56401.412 | 97994.08 | 87200.2 | 50591.172 | 51863.296 | 41414.22 | 41741.416 | 0 | 0 | 0 | 0 | 0 | 0 | 0 | 0 | 0 | 0 | 0
NEM | OCGT / Diesel | 9753.2691 | 8454.3125 | 12532.1349 | 99181.8433 | 133730.2024 | 161552.7702 | 33219.5424 | 32352.3898 | 102698.3984 | 145923.1698 | 349058.1097 | 263309.391 | 298801.2511 | 334112.9649 | 322945.3497 | 455879.578 | 709556.6204 | 498457.5969 | 471121.0696 | 577825.9041 | 379762.1044 | 412901.8904 | 336596.8931 | 362381.8798 | 442500.9209 | 465555.1914
NEM | Hydro | 0 | 0 | 0 | 0 | 0 | 0 | 0 | 0 | 0 | 0 | 0 | 0 | 0 | 0 | 0 | 0 | 0 | 0 | 0 | 0 | 0 | 0 | 0 | 0 | 0 | 0
NEM | Hydrogen Turbine | 0 | 446.4478 | 191416.864 | 14941.1563 | 115092.4772 | 140675.553 | 24.5288 | 0.0077633 | 575.1389 | 129.6293 | 98.3052 | 769.1838 | 144.0127 | 1951.2172 | 0.0089892 | 43.9515 | 13.6067 | 467.5718 | 52.1099 | 199.8123 | 1169.7326 | 256.4166 | 187.5845 | 0.010074 | 1036.4001 | 298.9893
NEM | Wind | 0 | 0 | 0 | 0 | 0 | 0 | 0 | 0 | 0 | 0 | 0 | 0 | 0 | 0 | 0 | 0 | 0 | 0 | 0 | 0 | 0 | 0 | 0 | 0 | 0 | 0
NEM | Solar PV | 0 | 0 | 0 | 0 | 0 | 0 | 0 | 0 | 0 | 0 | 0 | 0 | 0 | 0 | 0 | 0 | 0 | 0 | 0 | 0 | 0 | 0 | 0 | 0 | 0 | 0
NEM | Grid Battery | 0 | 0 | 0 | 0 | 0 | 0 | 0 | 0 | 0 | 0 | 0 | 0 | 0 | 0 | 0 | 0 | 0 | 0 | 0 | 0 | 0 | 0 | 0 | 0 | 0 | 0
NEM | Pumped Hydro | 0 | 0 | 0 | 0 | 0 | 0 | 0 | 0 | 0 | 0 | 0 | 0 | 0 | 0 | 0 | 0 | 0 | 0 | 0 | 0 | 0 | 0 | 0 | 0 | 0 | 0
NEM | Coordinated CER storage | 0 | 0 | 0 | 0 | 0 | 0 | 0 | 0 | 0 | 0 | 0 | 0 | 0 | 0 | 0 | 0 | 0 | 0 | 0 | 0 | 0 | 0 | 0 | 0 | 0 | 0
Total excluding storage |  | 2789006.2232 | 2049184.7959 | 1961021.4361 | 1792348.4831 | 1553329.3889 | 1230422.907 | 751205.1525 | 716940.0682 | 825973.3892 | 927421.9099 | 1023064.5884 | 861009.4556 | 853646.2064 | 830648.6632 | 788068.7657 | 837020.4441 | 978244.9901 | 873603.7268 | 837628.6991 | 874524.2963 | 643173.125 | 642541.4283 | 668982.9026 | 669746.2164 | 727685.508 | 727798.1767
Region | Technology | 2024-25 | 2025-26 | 2026-27 | 2027-28 | 2028-29 | 2029-30 | 2030-31 | 2031-32 | 2032-33 | 2033-34 | 2034-35 | 2035-36 | 2036-37 | 2037-38 | 2038-39 | 2039-40 | 2040-41 | 2041-42 | 2042-43 | 2043-44 | 2044-45 | 2045-46 | 2046-47 | 2047-48 | 2048-49 | 2049-50
NSW1 | Black Coal | 1226237.656 | 620931.628 | 669902.552 | 668196.073 | 425386.7583 | 252975.8982 | 258462.2412 | 231664.315 | 243555.5896 | 167042.648 | 133330.524 | 133589.068 | 130311.904 | 114643.016 | 110798.664 | 103372.692 | 0 | 0 | 0 | 0 | 0 | 0 | 0 | 0 | 0 | 0
NSW1 | Brown Coal | 0 | 0 | 0 | 0 | 0 | 0 | 0 | 0 | 0 | 0 | 0 | 0 | 0 | 0 | 0 | 0 | 0 | 0 | 0 | 0 | 0 | 0 | 0 | 0 | 0 | 0
NSW1 | CCGT | 1518.0054 | 2577.51 | 4372.5947 | 43747.4217 | 43034.3368 | 40196.8401 | 41710.1632 | 35227.7225 | 30003.3212 | 68454.563 | 69763.3589 | 61265.0466 | 50280.3684 | 60998.7162 | 51007.8412 | 49204.6673 | 52190.5123 | 41213.8974 | 49760.0124 | 0.46062 | 0.41366 | 0.41411 | 0.38773 | 0.36367 | 0.34525 | 0.32973
NSW1 | Gas - Steam | 0 | 0 | 0 | 0 | 0 | 0 | 0 | 0 | 0 | 0 | 0 | 0 | 0 | 0 | 0 | 0 | 0 | 0 | 0 | 0 | 0 | 0 | 0 | 0 | 0 | 0
NSW1 | OCGT / Diesel | 815.4277 | 7804.0714 | 5559.7445 | 32822.7548 | 38954.127 | 72101.831 | 1182.3833 | 173.0643 | 35881.1016 | 23684.5402 | 153169.3941 | 98668.7264 | 106490.2123 | 63722.7752 | 68388.5284 | 95031.8487 | 216584.4414 | 102908.9977 | 106614.1265 | 146373.5958 | 77722.6295 | 63475.433 | 58002.7854 | 81152.0386 | 80354.5324 | 88984.0671
NSW1 | Hydro | 0 | 0 | 0 | 0 | 0 | 0 | 0 | 0 | 0 | 0 | 0 | 0 | 0 | 0 | 0 | 0 | 0 | 0 | 0 | 0 | 0 | 0 | 0 | 0 | 0 | 0
NSW1 | Hydrogen Turbine | 0 | 0 | 0 | 0 | 0 | 0 | 0 | 0 | 0 | 0 | 0 | 0 | 0 | 0 | 0 | 0 | 0 | 0 | 0 | 0 | 0 | 0 | 0 | 0 | 0 | 0
NSW1 | Wind | 0 | 0 | 0 | 0 | 0 | 0 | 0 | 0 | 0 | 0 | 0 | 0 | 0 | 0 | 0 | 0 | 0 | 0 | 0 | 0 | 0 | 0 | 0 | 0 | 0 | 0
NSW1 | Solar PV | 0 | 0 | 0 | 0 | 0 | 0 | 0 | 0 | 0 | 0 | 0 | 0 | 0 | 0 | 0 | 0 | 0 | 0 | 0 | 0 | 0 | 0 | 0 | 0 | 0 | 0
NSW1 | Grid Battery | 0 | 0 | 0 | 0 | 0 | 0 | 0 | 0 | 0 | 0 | 0 | 0 | 0 | 0 | 0 | 0 | 0 | 0 | 0 | 0 | 0 | 0 | 0 | 0 | 0 | 0
NSW1 | Pumped Hydro | 0 | 0 | 0 | 0 | 0 | 0 | 0 | 0 | 0 | 0 | 0 | 0 | 0 | 0 | 0 | 0 | 0 | 0 | 0 | 0 | 0 | 0 | 0 | 0 | 0 | 0
NSW1 | Coordinated CER storage | 0 | 0 | 0 | 0 | 0 | 0 | 0 | 0 | 0 | 0 | 0 | 0 | 0 | 0 | 0 | 0 | 0 | 0 | 0 | 0 | 0 | 0 | 0 | 0 | 0 | 0
Total excluding storage |  | 1228571.0891 | 631313.2094 | 679834.8912 | 744766.2495 | 507375.2222 | 365274.5693 | 301354.7876 | 267065.1018 | 309440.0124 | 259181.7512 | 356263.277 | 293522.8409 | 287082.4847 | 239364.5074 | 230195.0336 | 247609.208 | 268774.9537 | 144122.8951 | 156374.1388 | 146374.0564 | 77723.0431 | 63475.8471 | 58003.1732 | 81152.4022 | 80354.8776 | 88984.3968
Region | Technology | 2024-25 | 2025-26 | 2026-27 | 2027-28 | 2028-29 | 2029-30 | 2030-31 | 2031-32 | 2032-33 | 2033-34 | 2034-35 | 2035-36 | 2036-37 | 2037-38 | 2038-39 | 2039-40 | 2040-41 | 2041-42 | 2042-43 | 2043-44 | 2044-45 | 2045-46 | 2046-47 | 2047-48 | 2048-49 | 2049-50
QLD1 | Black Coal | 1070255.168 | 735936.804 | 582519.428 | 398168.7267 | 328788.5291 | 196280.9188 | 200045.9866 | 195539.0215 | 196551.8968 | 188509.8752 | 161721.8006 | 88512.032 | 82753.816 | 73473.891 | 75105.983 | 69813.486 | 58705.075 | 55898.929 | 49663.718 | 49635.354 | 46522.247 | 39198.091 | 36967.1945 | 36409.3835 | 34068.2595 | 30646.7435
QLD1 | Brown Coal | 0 | 0 | 0 | 0 | 0 | 0 | 0 | 0 | 0 | 0 | 0 | 0 | 0 | 0 | 0 | 0 | 0 | 0 | 0 | 0 | 0 | 0 | 0 | 0 | 0 | 0
QLD1 | CCGT | 114119.7436 | 92047.6505 | 82379.938 | 153295.8484 | 130394.0628 | 128197.6076 | 97007.8491 | 119269.739 | 98069.4746 | 160159.3642 | 144158.8512 | 197007.7665 | 172774.2134 | 204053.77 | 186468.704 | 158705.306 | 157778.465 | 277565.0445 | 267031.125 | 246862.1425 | 215718.068 | 190184.067 | 295230.322 | 270954.104 | 250079.122 | 231296.488
QLD1 | Gas - Steam | 0 | 0 | 0 | 0 | 0 | 0 | 0 | 0 | 0 | 0 | 0 | 0 | 0 | 0 | 0 | 0 | 0 | 0 | 0 | 0 | 0 | 0 | 0 | 0 | 0 | 0
QLD1 | OCGT / Diesel | 0.020894 | 0.022072 | 0.021556 | 4546.7861 | 4594.4253 | 4051.485 | 156.8701 | 0.03368 | 861.8083 | 1437.8621 | 9348.4493 | 56847.2895 | 98973.4635 | 96725.1309 | 97835.8437 | 149067.4562 | 249945.7038 | 98593.9919 | 112208.5372 | 135895.9507 | 119421.6028 | 150980.0165 | 93021.584 | 107219.5828 | 139775.4069 | 161937.7945
QLD1 | Hydro | 0 | 0 | 0 | 0 | 0 | 0 | 0 | 0 | 0 | 0 | 0 | 0 | 0 | 0 | 0 | 0 | 0 | 0 | 0 | 0 | 0 | 0 | 0 | 0 | 0 | 0
QLD1 | Hydrogen Turbine | 0 | 0 | 122438.464 | 14676.167 | 114336.696 | 133154.168 | 24.5248 | 0.0038234 | 54.3918 | 129.6251 | 98.3008 | 348.1056 | 0.0043794 | 1195.9609 | 0.0044695 | 0.0045686 | 0.0047796 | 233.7858 | 52.1051 | 30.4016 | 496.1224 | 128.2083 | 99.6174 | 0.0049171 | 648.8348 | 92.9546
QLD1 | Wind | 0 | 0 | 0 | 0 | 0 | 0 | 0 | 0 | 0 | 0 | 0 | 0 | 0 | 0 | 0 | 0 | 0 | 0 | 0 | 0 | 0 | 0 | 0 | 0 | 0 | 0
QLD1 | Solar PV | 0 | 0 | 0 | 0 | 0 | 0 | 0 | 0 | 0 | 0 | 0 | 0 | 0 | 0 | 0 | 0 | 0 | 0 | 0 | 0 | 0 | 0 | 0 | 0 | 0 | 0
QLD1 | Grid Battery | 0 | 0 | 0 | 0 | 0 | 0 | 0 | 0 | 0 | 0 | 0 | 0 | 0 | 0 | 0 | 0 | 0 | 0 | 0 | 0 | 0 | 0 | 0 | 0 | 0 | 0
QLD1 | Pumped Hydro | 0 | 0 | 0 | 0 | 0 | 0 | 0 | 0 | 0 | 0 | 0 | 0 | 0 | 0 | 0 | 0 | 0 | 0 | 0 | 0 | 0 | 0 | 0 | 0 | 0 | 0
QLD1 | Coordinated CER storage | 0 | 0 | 0 | 0 | 0 | 0 | 0 | 0 | 0 | 0 | 0 | 0 | 0 | 0 | 0 | 0 | 0 | 0 | 0 | 0 | 0 | 0 | 0 | 0 | 0 | 0
Total excluding storage |  | 1184374.9325 | 827984.4766 | 787337.8516 | 570687.5282 | 578113.7133 | 461684.1795 | 297235.2307 | 314808.798 | 295537.5714 | 350236.7265 | 315327.4019 | 342715.1936 | 354501.4972 | 375448.7528 | 359410.5352 | 377586.2528 | 466429.2486 | 432291.7512 | 428955.4853 | 432423.8488 | 382158.0401 | 380490.3828 | 425318.7179 | 414583.0752 | 424571.6232 | 423973.9806
Region | Technology | 2024-25 | 2025-26 | 2026-27 | 2027-28 | 2028-29 | 2029-30 | 2030-31 | 2031-32 | 2032-33 | 2033-34 | 2034-35 | 2035-36 | 2036-37 | 2037-38 | 2038-39 | 2039-40 | 2040-41 | 2041-42 | 2042-43 | 2043-44 | 2044-45 | 2045-46 | 2046-47 | 2047-48 | 2048-49 | 2049-50
VIC1 | Black Coal | 0 | 0 | 0 | 0 | 0 | 0 | 0 | 0 | 0 | 0 | 0 | 0 | 0 | 0 | 0 | 0 | 0 | 0 | 0 | 0 | 0 | 0 | 0 | 0 | 0 | 0
VIC1 | Brown Coal | 287704.944 | 225333.334 | 174484.458 | 93114.6574 | 52636.723 | 41046.8129 | 41152.2485 | 35813.5096 | 39785.158 | 19772.298 | 0 | 0 | 0 | 0 | 0 | 0 | 0 | 0 | 0 | 0 | 0 | 0 | 0 | 0 | 0 | 0
VIC1 | CCGT | 0 | 0 | 0 | 0 | 0 | 0 | 0 | 0 | 0 | 0 | 0 | 0 | 0 | 0 | 0 | 0 | 0 | 0 | 0 | 0 | 0 | 0 | 0 | 0 | 0 | 0
VIC1 | Gas - Steam | 1225.8376 | 103512.696 | 219035.056 | 245023.296 | 248671.072 | 209077.024 | 14388.45 | 11971.918 | 56401.412 | 97994.08 | 87200.2 | 50591.172 | 51863.296 | 41414.22 | 41741.416 | 0 | 0 | 0 | 0 | 0 | 0 | 0 | 0 | 0 | 0 | 0
VIC1 | OCGT / Diesel | 203.4264 | 0.023717 | 1181.4643 | 17485.5202 | 33893.5722 | 22167.6015 | 6788.5041 | 5405.4309 | 22380.871 | 40108.5679 | 94654.8912 | 43585.3797 | 32241.7511 | 41323.0635 | 19600.9401 | 58928.2586 | 77872.2064 | 114455.9793 | 66995.9932 | 108534.8915 | 71292.9534 | 87767.8322 | 82076.2975 | 67102.099 | 116422.8163 | 116231.9222
VIC1 | Hydro | 0 | 0 | 0 | 0 | 0 | 0 | 0 | 0 | 0 | 0 | 0 | 0 | 0 | 0 | 0 | 0 | 0 | 0 | 0 | 0 | 0 | 0 | 0 | 0 | 0 | 0
VIC1 | Hydrogen Turbine | 0 | 0 | 0 | 0 | 0 | 0 | 0 | 0 | 0 | 0 | 0 | 0 | 0 | 0 | 0 | 0 | 0 | 0 | 0 | 0 | 0 | 0 | 0 | 0 | 0 | 0
VIC1 | Wind | 0 | 0 | 0 | 0 | 0 | 0 | 0 | 0 | 0 | 0 | 0 | 0 | 0 | 0 | 0 | 0 | 0 | 0 | 0 | 0 | 0 | 0 | 0 | 0 | 0 | 0
VIC1 | Solar PV | 0 | 0 | 0 | 0 | 0 | 0 | 0 | 0 | 0 | 0 | 0 | 0 | 0 | 0 | 0 | 0 | 0 | 0 | 0 | 0 | 0 | 0 | 0 | 0 | 0 | 0
VIC1 | Grid Battery | 0 | 0 | 0 | 0 | 0 | 0 | 0 | 0 | 0 | 0 | 0 | 0 | 0 | 0 | 0 | 0 | 0 | 0 | 0 | 0 | 0 | 0 | 0 | 0 | 0 | 0
VIC1 | Pumped Hydro | 0 | 0 | 0 | 0 | 0 | 0 | 0 | 0 | 0 | 0 | 0 | 0 | 0 | 0 | 0 | 0 | 0 | 0 | 0 | 0 | 0 | 0 | 0 | 0 | 0 | 0
VIC1 | Coordinated CER storage | 0 | 0 | 0 | 0 | 0 | 0 | 0 | 0 | 0 | 0 | 0 | 0 | 0 | 0 | 0 | 0 | 0 | 0 | 0 | 0 | 0 | 0 | 0 | 0 | 0 | 0
Total excluding storage |  | 289134.208 | 328846.0537 | 394700.9783 | 355623.4736 | 335201.3672 | 272291.4384 | 62329.2026 | 53190.8585 | 118567.441 | 157874.9459 | 181855.0912 | 94176.5517 | 84105.0471 | 82737.2835 | 61342.3561 | 58928.2586 | 77872.2064 | 114455.9793 | 66995.9932 | 108534.8915 | 71292.9534 | 87767.8322 | 82076.2975 | 67102.099 | 116422.8163 | 116231.9222
Region | Technology | 2024-25 | 2025-26 | 2026-27 | 2027-28 | 2028-29 | 2029-30 | 2030-31 | 2031-32 | 2032-33 | 2033-34 | 2034-35 | 2035-36 | 2036-37 | 2037-38 | 2038-39 | 2039-40 | 2040-41 | 2041-42 | 2042-43 | 2043-44 | 2044-45 | 2045-46 | 2046-47 | 2047-48 | 2048-49 | 2049-50
SA1 | Black Coal | 0 | 0 | 0 | 0 | 0 | 0 | 0 | 0 | 0 | 0 | 0 | 0 | 0 | 0 | 0 | 0 | 0 | 0 | 0 | 0 | 0 | 0 | 0 | 0 | 0 | 0
SA1 | Brown Coal | 0 | 0 | 0 | 0 | 0 | 0 | 0 | 0 | 0 | 0 | 0 | 0 | 0 | 0 | 0 | 0 | 0 | 0 | 0 | 0 | 0 | 0 | 0 | 0 | 0 | 0
SA1 | CCGT | 69830.222 | 9931.053 | 24378.4077 | 76679.4569 | 75595.2242 | 60419.4795 | 65194.1335 | 55101.436 | 58332.9904 | 79436.2729 | 77733.4295 | 65965.7865 | 66717.3356 | 0.85848 | 0.78931 | 0.75374 | 0.70136 | 0.6774 | 0.6547 | 0.61358 | 0.55017 | 0.54007 | 0.51163 | 0.4662 | 0.451 | 0.42564
SA1 | Gas - Steam | 8361.3775 | 250013.36 | 0 | 0 | 0 | 0 | 0 | 0 | 0 | 0 | 0 | 0 | 0 | 0 | 0 | 0 | 0 | 0 | 0 | 0 | 0 | 0 | 0 | 0 | 0 | 0
SA1 | OCGT / Diesel | 8734.384 | 650.1891 | 5790.8988 | 44326.7745 | 56288.072 | 63231.848 | 25091.77 | 26703.0673 | 43180.6782 | 80674.5428 | 91769.853 | 64134.0623 | 61032.6834 | 132280.9823 | 137087.5057 | 152724.2749 | 165140.579 | 182445.6831 | 185284.1167 | 187004.6056 | 111255.7789 | 110628.7815 | 103491.6545 | 106904.4863 | 105920.6622 | 98394.0228
SA1 | Hydro | 0 | 0 | 0 | 0 | 0 | 0 | 0 | 0 | 0 | 0 | 0 | 0 | 0 | 0 | 0 | 0 | 0 | 0 | 0 | 0 | 0 | 0 | 0 | 0 | 0 | 0
SA1 | Hydrogen Turbine | 0 | 446.4478 | 68978.4 | 264.9893 | 755.7812 | 7521.385 | 0.0039968 | 0.0039399 | 520.7471 | 0.0042902 | 0.0044469 | 421.0783 | 144.0083 | 755.2563 | 0.0045197 | 43.9469 | 13.6019 | 233.786 | 0.0048331 | 169.4107 | 673.6102 | 128.2084 | 87.9671 | 0.0051573 | 387.5653 | 206.0347
SA1 | Wind | 0 | 0 | 0 | 0 | 0 | 0 | 0 | 0 | 0 | 0 | 0 | 0 | 0 | 0 | 0 | 0 | 0 | 0 | 0 | 0 | 0 | 0 | 0 | 0 | 0 | 0
SA1 | Solar PV | 0 | 0 | 0 | 0 | 0 | 0 | 0 | 0 | 0 | 0 | 0 | 0 | 0 | 0 | 0 | 0 | 0 | 0 | 0 | 0 | 0 | 0 | 0 | 0 | 0 | 0
SA1 | Grid Battery | 0 | 0 | 0 | 0 | 0 | 0 | 0 | 0 | 0 | 0 | 0 | 0 | 0 | 0 | 0 | 0 | 0 | 0 | 0 | 0 | 0 | 0 | 0 | 0 | 0 | 0
SA1 | Pumped Hydro | 0 | 0 | 0 | 0 | 0 | 0 | 0 | 0 | 0 | 0 | 0 | 0 | 0 | 0 | 0 | 0 | 0 | 0 | 0 | 0 | 0 | 0 | 0 | 0 | 0 | 0
SA1 | Coordinated CER storage | 0 | 0 | 0 | 0 | 0 | 0 | 0 | 0 | 0 | 0 | 0 | 0 | 0 | 0 | 0 | 0 | 0 | 0 | 0 | 0 | 0 | 0 | 0 | 0 | 0 | 0
Total excluding storage |  | 86925.9835 | 261041.05 | 99147.7064 | 121271.2207 | 132639.0774 | 131172.7124 | 90285.9075 | 81804.5072 | 102034.4157 | 160110.82 | 169503.2869 | 130520.9271 | 127894.0273 | 133037.0971 | 137088.2995 | 152768.9755 | 165154.8823 | 182680.1466 | 185284.7762 | 187174.6298 | 111929.9393 | 110757.53 | 103580.1332 | 106904.9577 | 106308.6785 | 98600.4831
Region | Technology | 2024-25 | 2025-26 | 2026-27 | 2027-28 | 2028-29 | 2029-30 | 2030-31 | 2031-32 | 2032-33 | 2033-34 | 2034-35 | 2035-36 | 2036-37 | 2037-38 | 2038-39 | 2039-40 | 2040-41 | 2041-42 | 2042-43 | 2043-44 | 2044-45 | 2045-46 | 2046-47 | 2047-48 | 2048-49 | 2049-50
TAS1 | Black Coal | 0 | 0 | 0 | 0 | 0 | 0 | 0 | 0 | 0 | 0 | 0 | 0 | 0 | 0 | 0 | 0 | 0 | 0 | 0 | 0 | 0 | 0 | 0 | 0 | 0 | 0
TAS1 | Brown Coal | 0 | 0 | 0 | 0 | 0 | 0 | 0 | 0 | 0 | 0 | 0 | 0 | 0 | 0 | 0 | 0 | 0 | 0 | 0 | 0 | 0 | 0 | 0 | 0 | 0 | 0
TAS1 | CCGT | 0 | 0 | 0.0028522 | 0.0032926 | 0.002955 | 0.002691 | 0.0091515 | 0.0090319 | 0.0094271 | 0.0094286 | 0.0093494 | 0.0093002 | 0.0092234 | 0.0093373 | 0.0094609 | 0.0095944 | 0.0093209 | 0.0098193 | 0.0095856 | 0.0091456 | 0.009173 | 0.0090637 | 0.0091574 | 0.0092023 | 0.0092467 | 0.0091604
TAS1 | Gas - Steam | 0 | 0 | 0 | 0 | 0 | 0 | 0 | 0 | 0 | 0 | 0 | 0 | 0 | 0 | 0 | 0 | 0 | 0 | 0 | 0 | 0 | 0 | 0 | 0 | 0 | 0
TAS1 | OCGT / Diesel | 0.010165 | 0.0061953 | 0.0057604 | 0.0077613 | 0.0059373 | 0.0047422 | 0.014923 | 70.7936 | 393.9392 | 17.6568 | 115.5222 | 73.9331 | 63.1408 | 61.0131 | 32.5319 | 127.7396 | 13.6898 | 52.9448 | 18.296 | 16.8605 | 69.1399 | 49.8271 | 4.5716 | 3.6731 | 27.5031 | 7.3848
TAS1 | Hydro | 0 | 0 | 0 | 0 | 0 | 0 | 0 | 0 | 0 | 0 | 0 | 0 | 0 | 0 | 0 | 0 | 0 | 0 | 0 | 0 | 0 | 0 | 0 | 0 | 0 | 0
TAS1 | Hydrogen Turbine | 0 | 0 | 0 | 0 | 0 | 0 | 0 | 0 | 0 | 0 | 0 | 0 | 0 | 0 | 0 | 0 | 0 | 0 | 0 | 0 | 0 | 0 | 0 | 0 | 0 | 0
TAS1 | Wind | 0 | 0 | 0 | 0 | 0 | 0 | 0 | 0 | 0 | 0 | 0 | 0 | 0 | 0 | 0 | 0 | 0 | 0 | 0 | 0 | 0 | 0 | 0 | 0 | 0 | 0
TAS1 | Solar PV | 0 | 0 | 0 | 0 | 0 | 0 | 0 | 0 | 0 | 0 | 0 | 0 | 0 | 0 | 0 | 0 | 0 | 0 | 0 | 0 | 0 | 0 | 0 | 0 | 0 | 0
TAS1 | Grid Battery | 0 | 0 | 0 | 0 | 0 | 0 | 0 | 0 | 0 | 0 | 0 | 0 | 0 | 0 | 0 | 0 | 0 | 0 | 0 | 0 | 0 | 0 | 0 | 0 | 0 | 0
TAS1 | Pumped Hydro | 0 | 0 | 0 | 0 | 0 | 0 | 0 | 0 | 0 | 0 | 0 | 0 | 0 | 0 | 0 | 0 | 0 | 0 | 0 | 0 | 0 | 0 | 0 | 0 | 0 | 0
TAS1 | Coordinated CER storage | 0 | 0 | 0 | 0 | 0 | 0 | 0 | 0 | 0 | 0 | 0 | 0 | 0 | 0 | 0 | 0 | 0 | 0 | 0 | 0 | 0 | 0 | 0 | 0 | 0 | 0
Total excluding storage |  | 0.010165 | 0.0061953 | 0.0086125 | 0.011054 | 0.0088922 | 0.0074332 | 0.024074 | 70.8027 | 393.9486 | 17.6663 | 115.5315 | 73.9424 | 63.15 | 61.0224 | 32.5414 | 127.7492 | 13.6991 | 52.9546 | 18.3056 | 16.8697 | 69.1491 | 49.8362 | 4.5808 | 3.6823 | 27.5123 | 7.3939

## Marinus_S1_Build Cost
New generation build cost (CAPEX) by technology ($000s) - Marinus_S1, Green Energy Exports scenario
CAPEX | Real June 2023 dollars discounted to 1 July 2023. The total capital costs are annualised for modelling purposes. Build costs do not include capital costs of existing, committed and anticipated generators and transmission projects since there will be no difference in these costs between the Base Case and option case.
Explicitly modelled generation
Region | Technology | 2024-25 | 2025-26 | 2026-27 | 2027-28 | 2028-29 | 2029-30 | 2030-31 | 2031-32 | 2032-33 | 2033-34 | 2034-35 | 2035-36 | 2036-37 | 2037-38 | 2038-39 | 2039-40 | 2040-41 | 2041-42 | 2042-43 | 2043-44 | 2044-45 | 2045-46 | 2046-47 | 2047-48 | 2048-49 | 2049-50
NEM | Black Coal | 0 | 0 | 0 | 0 | 0 | 0 | 0 | 0 | 0 | 0 | 0 | 0 | 0 | 0 | 0 | 0 | 0 | 0 | 0 | 0 | 0 | 0 | 0 | 0 | 0 | 0
NEM | Brown Coal | 0 | 0 | 0 | 0 | 0 | 0 | 0 | 0 | 0 | 0 | 0 | 0 | 0 | 0 | 0 | 0 | 0 | 0 | 0 | 0 | 0 | 0 | 0 | 0 | 0 | 0
NEM | CCGT | 0 | 0 | 0.0076354 | 0.011489 | 0.010707 | 0.010007 | 0.019959 | 0.019321 | 0.031629 | 0.039726 | 0.051114 | 0.074876 | 0.070056 | 6472.2361 | 6048.819 | 5668.0648 | 5282.3489 | 45020.0365 | 42074.8005 | 39426.3213 | 36742.9489 | 40379.4423 | 79090.8654 | 74112.339 | 69068.2211 | 64549.7395
NEM | Gas - Steam | 0 | 0 | 0 | 0 | 0 | 0 | 0 | 0 | 0 | 0 | 0 | 0 | 0 | 0 | 0 | 0 | 0 | 0 | 0 | 0 | 0 | 0 | 0 | 0 | 0 | 0
NEM | OCGT / Diesel | 0 | 0.019783 | 0.033551 | 0.050679 | 0.07491 | 0.070748 | 0.067299 | 0.063701 | 0.085391 | 21597.0711 | 20184.1809 | 53067.4355 | 49455.6433 | 69468.497 | 64923.8295 | 60837.0752 | 56696.479 | 90150.8594 | 84253.1398 | 78949.6655 | 91824.3345 | 85817.1353 | 80202.9371 | 75154.4108 | 73812.5219 | 80571.0711
NEM | Hydro | 0 | 0 | 0 | 0 | 0 | 0 | 0 | 0 | 0 | 0 | 0 | 0 | 0 | 0 | 0 | 0 | 0 | 0 | 0 | 0 | 0 | 0 | 0 | 0 | 0 | 0
NEM | Hydrogen Turbine | 0 | 0 | 0 | 0 | 0 | 0 | 0 | 0 | 0 | 0 | 0 | 0 | 0 | 0 | 0 | 0 | 0 | 0 | 0 | 0 | 0 | 0 | 0 | 0 | 0 | 0
NEM | Wind | 0 | 816060.8 | 1603700.3465 | 2030933.5544 | 3034409.2798 | 2932327.439 | 2757107.2818 | 2736428.5248 | 2734842.7429 | 2727745.0873 | 2821343.5139 | 2862325.903 | 2884664.6479 | 3012428.4162 | 2991686.012 | 2969624.4239 | 2789906.4665 | 2684469.0159 | 2509493.4604 | 2351528.5863 | 2206229.31 | 2130361.0966 | 1993780.7156 | 1882099.5313 | 1769680.3384 | 1678291.1826
NEM | Solar PV | 0 | 5219.7215 | 35753.1597 | 74328.8933 | 217957.9238 | 203698.9942 | 190372.8932 | 178389.5068 | 166248.2419 | 247947.8111 | 263667.7381 | 247070.6671 | 230254.9305 | 215191.5258 | 201113.576 | 188454.1185 | 223462.3954 | 244364.3776 | 272518.9557 | 321928.0375 | 333262.9635 | 345573.5137 | 353607.3417 | 342079.065 | 336021.3344 | 365090.7752
NEM | Grid Battery | 0 | 62161.783 | 92932.7095 | 137700.9003 | 137664.3415 | 165532.5468 | 181666.2916 | 194896.6464 | 204065.6165 | 213336.3115 | 272654.3062 | 255491.7421 | 238102.8717 | 222526.1837 | 207968.4069 | 194877.4452 | 181614.0139 | 205119.9035 | 191700.8518 | 179633.8877 | 229598.7511 | 198529.3862 | 180836.2017 | 156384.5986 | 143330.7912 | 124433.8347
NEM | Pumped Hydro | 0 | 0 | 0 | 0 | 400938.3286 | 374708.7368 | 350195.1005 | 328151.4057 | 305817.2911 | 285810.5594 | 267112.6773 | 250298.815 | 233263.3776 | 218003.1774 | 203741.2953 | 190916.4181 | 177922.572 | 166283.1488 | 155404.8189 | 145622.5705 | 135711.6815 | 126833.353 | 118535.8505 | 111074.3905 | 103514.6273 | 96742.6498
NEM | Coordinated CER storage | 0 | 0 | 0 | 0 | 0 | 0 | 0 | 0 | 0 | 0 | 0 | 0 | 0 | 0 | 0 | 0 | 0 | 0 | 0 | 0 | 0 | 0 | 0 | 0 | 0 | 0
Total excluding storage |  | 0 | 883442.3242 | 1732386.2568 | 2242963.4102 | 3790969.9593 | 3676267.7975 | 3479341.6543 | 3437866.1668 | 3410974.0094 | 3496436.88 | 3644962.4675 | 3668254.6375 | 3635741.541 | 3744090.0362 | 3675481.9386 | 3610377.5457 | 3434884.2757 | 3435407.3416 | 3255446.0271 | 3117089.0687 | 3033369.9896 | 2927493.9271 | 2806053.912 | 2640904.3352 | 2495427.8344 | 2409679.2528
Region | Technology | 2024-25 | 2025-26 | 2026-27 | 2027-28 | 2028-29 | 2029-30 | 2030-31 | 2031-32 | 2032-33 | 2033-34 | 2034-35 | 2035-36 | 2036-37 | 2037-38 | 2038-39 | 2039-40 | 2040-41 | 2041-42 | 2042-43 | 2043-44 | 2044-45 | 2045-46 | 2046-47 | 2047-48 | 2048-49 | 2049-50
NSW1 | Black Coal | 0 | 0 | 0 | 0 | 0 | 0 | 0 | 0 | 0 | 0 | 0 | 0 | 0 | 0 | 0 | 0 | 0 | 0 | 0 | 0 | 0 | 0 | 0 | 0 | 0 | 0
NSW1 | Brown Coal | 0 | 0 | 0 | 0 | 0 | 0 | 0 | 0 | 0 | 0 | 0 | 0 | 0 | 0 | 0 | 0 | 0 | 0 | 0 | 0 | 0 | 0 | 0 | 0 | 0 | 0
NSW1 | CCGT | 0 | 0 | 0.0023409 | 0.0036719 | 0.003422 | 0.0031981 | 0.0056623 | 0.0054011 | 0.0055624 | 0.011555 | 0.014833 | 0.01732 | 0.016141 | 0.030155 | 0.028201 | 0.026467 | 0.07948 | 0.14789 | 0.13821 | 0.12952 | 0.1207 | 0.11281 | 0.10547 | 0.09884 | 0.092121 | 0.086119
NSW1 | Gas - Steam | 0 | 0 | 0 | 0 | 0 | 0 | 0 | 0 | 0 | 0 | 0 | 0 | 0 | 0 | 0 | 0 | 0 | 0 | 0 | 0 | 0 | 0 | 0 | 0 | 0 | 0
NSW1 | OCGT / Diesel | 0 | 0.0076467 | 0.010367 | 0.010338 | 0.01256 | 0.011762 | 0.011039 | 0.010372 | 0.0097128 | 0.0095523 | 0.010492 | 0.01652 | 0.015436 | 0.020594 | 0.019273 | 0.01814 | 0.017317 | 0.24768 | 0.2315 | 0.21712 | 0.20251 | 0.18929 | 0.17704 | 0.16711 | 0.15593 | 0.14859
NSW1 | Hydro | 0 | 0 | 0 | 0 | 0 | 0 | 0 | 0 | 0 | 0 | 0 | 0 | 0 | 0 | 0 | 0 | 0 | 0 | 0 | 0 | 0 | 0 | 0 | 0 | 0 | 0
NSW1 | Hydrogen Turbine | 0 | 0 | 0 | 0 | 0 | 0 | 0 | 0 | 0 | 0 | 0 | 0 | 0 | 0 | 0 | 0 | 0 | 0 | 0 | 0 | 0 | 0 | 0 | 0 | 0 | 0
NSW1 | Wind | 0 | 674456.4828 | 832662.5211 | 925381.6609 | 1084897.4335 | 1013922.835 | 947591.4343 | 887943.4698 | 827509.6503 | 773373.5058 | 722778.9782 | 677282.2675 | 645584.0337 | 716110.4085 | 669262.0655 | 627134.0829 | 589238.9465 | 572670.0335 | 535849.5404 | 502119.4623 | 467944.9963 | 467262.0224 | 437658.1075 | 410486.0666 | 386947.0775 | 374475.885
NSW1 | Solar PV | 0 | 0.022897 | 30874.8509 | 45848.1255 | 185124.2732 | 173013.3394 | 161694.7096 | 151516.5253 | 141204.2446 | 131966.5844 | 123333.257 | 115569.8081 | 107704.0767 | 100658.0158 | 94072.9121 | 88151.3151 | 121821.897 | 147984.915 | 174594.5861 | 190757.4317 | 179717.4173 | 191501.2944 | 200309.6652 | 189155.6457 | 179323.5777 | 176432.9779
NSW1 | Grid Battery | 0 | 62161.4689 | 92931.7643 | 87081.9959 | 81155.1573 | 75845.9414 | 70884.0574 | 66422.1243 | 61901.4058 | 57851.7814 | 54067.0857 | 50663.7319 | 47215.5369 | 44126.6977 | 41239.9051 | 38643.9811 | 36013.8577 | 47381.2461 | 44281.5395 | 41494.1535 | 87296.8876 | 65537.0585 | 52255.4225 | 48966.1144 | 45633.4611 | 42648.0953
NSW1 | Pumped Hydro | 0 | 0 | 0 | 0 | 278935.6079 | 260687.4859 | 243633.1645 | 228297.2068 | 212759.1998 | 198840.3742 | 185832.1257 | 174134.5657 | 162282.8916 | 151666.256 | 141744.1647 | 132821.8065 | 123781.8976 | 115684.1397 | 108116.0197 | 101310.4504 | 94415.25 | 88238.552 | 82465.9367 | 77274.96 | 72015.5935 | 67304.2933
NSW1 | Coordinated CER storage | 0 | 0 | 0 | 0 | 0 | 0 | 0 | 0 | 0 | 0 | 0 | 0 | 0 | 0 | 0 | 0 | 0 | 0 | 0 | 0 | 0 | 0 | 0 | 0 | 0 | 0
Total excluding storage |  | 0 | 736617.9822 | 956469.1491 | 1058311.7963 | 1630112.488 | 1523469.6166 | 1423803.3826 | 1334179.3421 | 1243374.5158 | 1162032.2668 | 1086011.4718 | 1017650.407 | 962786.5703 | 1012561.4289 | 946319.0949 | 886751.2302 | 870856.6955 | 883720.7299 | 862842.0555 | 835681.8445 | 829374.8745 | 812539.2295 | 772689.4145 | 725883.0526 | 683919.9578 | 660861.4862
Region | Technology | 2024-25 | 2025-26 | 2026-27 | 2027-28 | 2028-29 | 2029-30 | 2030-31 | 2031-32 | 2032-33 | 2033-34 | 2034-35 | 2035-36 | 2036-37 | 2037-38 | 2038-39 | 2039-40 | 2040-41 | 2041-42 | 2042-43 | 2043-44 | 2044-45 | 2045-46 | 2046-47 | 2047-48 | 2048-49 | 2049-50
QLD1 | Black Coal | 0 | 0 | 0 | 0 | 0 | 0 | 0 | 0 | 0 | 0 | 0 | 0 | 0 | 0 | 0 | 0 | 0 | 0 | 0 | 0 | 0 | 0 | 0 | 0 | 0 | 0
QLD1 | Brown Coal | 0 | 0 | 0 | 0 | 0 | 0 | 0 | 0 | 0 | 0 | 0 | 0 | 0 | 0 | 0 | 0 | 0 | 0 | 0 | 0 | 0 | 0 | 0 | 0 | 0 | 0
QLD1 | CCGT | 0 | 0 | 0.001928 | 0.003107 | 0.0028955 | 0.0027061 | 0.004284 | 0.0043102 | 0.0045987 | 0.0079794 | 0.0074964 | 0.028345 | 0.026541 | 6471.9395 | 6048.5415 | 5667.8046 | 5282.0515 | 45019.6846 | 42074.4716 | 39426.0131 | 36742.6615 | 40379.1736 | 79090.614 | 74112.1033 | 69068.0013 | 64549.5339
QLD1 | Gas - Steam | 0 | 0 | 0 | 0 | 0 | 0 | 0 | 0 | 0 | 0 | 0 | 0 | 0 | 0 | 0 | 0 | 0 | 0 | 0 | 0 | 0 | 0 | 0 | 0 | 0 | 0
QLD1 | OCGT / Diesel | 0 | 0.0030782 | 0.0057774 | 0.006501 | 0.025009 | 0.023409 | 0.021926 | 0.020577 | 0.019214 | 21597.0082 | 20184.1199 | 50843.0903 | 47382.6875 | 44282.8862 | 41385.875 | 38780.7616 | 36141.3262 | 33776.9409 | 31567.2345 | 29580.1743 | 27566.9386 | 25763.4941 | 24078.0383 | 22562.3999 | 24799.9453 | 34764.9205
QLD1 | Hydro | 0 | 0 | 0 | 0 | 0 | 0 | 0 | 0 | 0 | 0 | 0 | 0 | 0 | 0 | 0 | 0 | 0 | 0 | 0 | 0 | 0 | 0 | 0 | 0 | 0 | 0
QLD1 | Hydrogen Turbine | 0 | 0 | 0 | 0 | 0 | 0 | 0 | 0 | 0 | 0 | 0 | 0 | 0 | 0 | 0 | 0 | 0 | 0 | 0 | 0 | 0 | 0 | 0 | 0 | 0 | 0
QLD1 | Wind | 0 | 141604.1272 | 647519.228 | 716898.368 | 975882.1598 | 912039.4017 | 852373.2723 | 798718.9981 | 744357.8351 | 695661.5363 | 762226.2142 | 714246.4208 | 665634.4993 | 622088.3365 | 581390.9701 | 544794.1992 | 511491.1468 | 506033.1199 | 472928.1576 | 443158.7943 | 412997.2234 | 394311.1355 | 368515.1558 | 345318.2639 | 329791.0019 | 309253.4269
QLD1 | Solar PV | 0 | 0.030756 | 0.047571 | 0.10602 | 570.9582 | 533.6058 | 498.697 | 467.3055 | 435.5006 | 92982.6289 | 118840.4638 | 111359.8227 | 103780.6248 | 96991.2384 | 90646.0172 | 84940.1299 | 87323.4121 | 81610.6725 | 84121.7544 | 102073.873 | 100549.717 | 100071.0594 | 93524.3566 | 96912.645 | 104499.0865 | 139203.0295
QLD1 | Grid Battery | 0 | 0.09046 | 0.28929 | 0.27121 | 0.28741 | 0.26864 | 0.25115 | 0.23548 | 0.21964 | 0.20889 | 0.21589 | 0.34272 | 0.31979 | 0.31664 | 0.29659 | 0.27863 | 0.26066 | 8849.6048 | 8270.6601 | 7750.0577 | 11383.5695 | 10638.8284 | 14231.8121 | 13335.9642 | 12428.3048 | 11615.2393
QLD1 | Pumped Hydro | 0 | 0 | 0 | 0 | 1.7135 | 1.6026 | 1.498 | 1.4039 | 1.3086 | 1.2238 | 1.1453 | 1.0867 | 1.0132 | 0.94825 | 0.88678 | 0.83209 | 0.77692 | 0.79221 | 0.74248 | 0.69777 | 0.78624 | 0.73666 | 0.68935 | 0.64669 | 0.60446 | 0.56614
QLD1 | Coordinated CER storage | 0 | 0 | 0 | 0 | 0 | 0 | 0 | 0 | 0 | 0 | 0 | 0 | 0 | 0 | 0 | 0 | 0 | 0 | 0 | 0 | 0 | 0 | 0 | 0 | 0 | 0
Total excluding storage |  | 0 | 141604.2515 | 647519.5726 | 716898.7549 | 976455.1468 | 912574.9048 | 852873.7447 | 799187.968 | 744794.8878 | 810242.614 | 901252.1665 | 876450.7916 | 816799.1711 | 769835.6655 | 719472.5872 | 674184.0059 | 640238.9741 | 675290.8149 | 638963.0205 | 621989.6102 | 589240.8963 | 571164.4277 | 579440.6662 | 552242.023 | 540586.9443 | 559386.7163
Region | Technology | 2024-25 | 2025-26 | 2026-27 | 2027-28 | 2028-29 | 2029-30 | 2030-31 | 2031-32 | 2032-33 | 2033-34 | 2034-35 | 2035-36 | 2036-37 | 2037-38 | 2038-39 | 2039-40 | 2040-41 | 2041-42 | 2042-43 | 2043-44 | 2044-45 | 2045-46 | 2046-47 | 2047-48 | 2048-49 | 2049-50
VIC1 | Black Coal | 0 | 0 | 0 | 0 | 0 | 0 | 0 | 0 | 0 | 0 | 0 | 0 | 0 | 0 | 0 | 0 | 0 | 0 | 0 | 0 | 0 | 0 | 0 | 0 | 0 | 0
VIC1 | Brown Coal | 0 | 0 | 0 | 0 | 0 | 0 | 0 | 0 | 0 | 0 | 0 | 0 | 0 | 0 | 0 | 0 | 0 | 0 | 0 | 0 | 0 | 0 | 0 | 0 | 0 | 0
VIC1 | CCGT | 0 | 0 | 0 | 0 | 0 | 0 | 0 | 0 | 0 | 0 | 0 | 0 | 0 | 0 | 0 | 0 | 0 | 0 | 0 | 0 | 0 | 0 | 0 | 0 | 0 | 0
VIC1 | Gas - Steam | 0 | 0 | 0 | 0 | 0 | 0 | 0 | 0 | 0 | 0 | 0 | 0 | 0 | 0 | 0 | 0 | 0 | 0 | 0 | 0 | 0 | 0 | 0 | 0 | 0 | 0
VIC1 | OCGT / Diesel | 0 | 0.0030565 | 0.0058099 | 0.015877 | 0.01882 | 0.017604 | 0.016522 | 0.015512 | 0.01881 | 0.017636 | 0.016544 | 0.024577 | 0.022936 | 0.031595 | 0.029545 | 0.027796 | 0.026033 | 24670.3803 | 23056.4301 | 21605.0992 | 38382.6592 | 35871.6441 | 33524.9011 | 31414.6118 | 29276.5197 | 27361.2334
VIC1 | Hydro | 0 | 0 | 0 | 0 | 0 | 0 | 0 | 0 | 0 | 0 | 0 | 0 | 0 | 0 | 0 | 0 | 0 | 0 | 0 | 0 | 0 | 0 | 0 | 0 | 0 | 0
VIC1 | Hydrogen Turbine | 0 | 0 | 0 | 0 | 0 | 0 | 0 | 0 | 0 | 0 | 0 | 0 | 0 | 0 | 0 | 0 | 0 | 0 | 0 | 0 | 0 | 0 | 0 | 0 | 0 | 0
VIC1 | Wind | 0 | 0.064933 | 0.12952 | 180851.497 | 621267.8136 | 629226.1535 | 588061.8356 | 688395.0176 | 811763.4216 | 917005.9763 | 1004789.592 | 1148491.7785 | 1262618.4136 | 1359196.208 | 1437234.2649 | 1502713.4294 | 1400438.099 | 1308820.6559 | 1223196.8755 | 1146200.4017 | 1068189.5035 | 998308.2209 | 932998.3377 | 887712.9409 | 829123.4302 | 785385.3916
VIC1 | Solar PV | 0 | 0.0092513 | 0.019201 | 0.052521 | 0.075372 | 0.070441 | 0.065833 | 0.061707 | 0.057941 | 0.054492 | 0.051443 | 0.048222 | 0.044949 | 0.042051 | 0.039339 | 0.037506 | 0.035918 | 0.058137 | 0.055834 | 0.12001 | 25879.5436 | 24186.4904 | 25056.4792 | 23479.2513 | 21881.2473 | 20449.7666
VIC1 | Grid Battery | 0 | 0.082523 | 0.35165 | 50618.3426 | 56508.6247 | 89686.0773 | 110781.7376 | 128474.0503 | 142163.7646 | 155484.1034 | 218586.7942 | 204827.4283 | 190886.7845 | 178398.8644 | 166727.9109 | 156232.9023 | 145599.6232 | 136074.4902 | 127172.4212 | 119167.3089 | 111056.805 | 103791.3859 | 97001.225 | 77826.7585 | 70119.6293 | 56012.1778
VIC1 | Pumped Hydro | 0 | 0 | 0 | 0 | 122000.8405 | 114019.4779 | 106560.2598 | 99852.6195 | 93056.607 | 86968.7923 | 81279.2458 | 76162.969 | 70979.2847 | 66335.7888 | 61996.0646 | 58093.6038 | 54139.7283 | 50597.9977 | 47287.8489 | 44311.2251 | 41295.4301 | 38593.8602 | 36069.0284 | 33798.5943 | 31498.2475 | 29437.6147
VIC1 | Coordinated CER storage | 0 | 0 | 0 | 0 | 0 | 0 | 0 | 0 | 0 | 0 | 0 | 0 | 0 | 0 | 0 | 0 | 0 | 0 | 0 | 0 | 0 | 0 | 0 | 0 | 0 | 0
Total excluding storage |  | 0 | 0.15976 | 0.50618 | 231469.9079 | 799777.373 | 832931.7967 | 805403.9154 | 916721.7646 | 1046983.87 | 1159458.944 | 1304655.7001 | 1429482.2485 | 1524484.5507 | 1603930.9348 | 1665958.3092 | 1717040.0007 | 1600177.5124 | 1520163.5821 | 1420713.6316 | 1331284.1549 | 1284803.9415 | 1200751.6016 | 1124649.9714 | 1054232.1568 | 981899.074 | 918646.1841
Region | Technology | 2024-25 | 2025-26 | 2026-27 | 2027-28 | 2028-29 | 2029-30 | 2030-31 | 2031-32 | 2032-33 | 2033-34 | 2034-35 | 2035-36 | 2036-37 | 2037-38 | 2038-39 | 2039-40 | 2040-41 | 2041-42 | 2042-43 | 2043-44 | 2044-45 | 2045-46 | 2046-47 | 2047-48 | 2048-49 | 2049-50
SA1 | Black Coal | 0 | 0 | 0 | 0 | 0 | 0 | 0 | 0 | 0 | 0 | 0 | 0 | 0 | 0 | 0 | 0 | 0 | 0 | 0 | 0 | 0 | 0 | 0 | 0 | 0 | 0
SA1 | Brown Coal | 0 | 0 | 0 | 0 | 0 | 0 | 0 | 0 | 0 | 0 | 0 | 0 | 0 | 0 | 0 | 0 | 0 | 0 | 0 | 0 | 0 | 0 | 0 | 0 | 0 | 0
SA1 | CCGT | 0 | 0 | 0.002219 | 0.0034113 | 0.0031791 | 0.0029711 | 0.0065288 | 0.0061338 | 0.017854 | 0.016723 | 0.025484 | 0.026016 | 0.024245 | 0.26339 | 0.24615 | 0.23067 | 0.21497 | 0.20093 | 0.18778 | 0.17597 | 0.16399 | 0.15326 | 0.14325 | 0.13424 | 0.12511 | 0.11693
SA1 | Gas - Steam | 0 | 0 | 0 | 0 | 0 | 0 | 0 | 0 | 0 | 0 | 0 | 0 | 0 | 0 | 0 | 0 | 0 | 0 | 0 | 0 | 0 | 0 | 0 | 0 | 0 | 0
SA1 | OCGT / Diesel | 0 | 0.0030855 | 0.0060873 | 0.011951 | 0.011242 | 0.010535 | 0.009925 | 0.0093834 | 0.029676 | 0.027818 | 0.02613 | 2224.2963 | 2072.9097 | 25185.5508 | 23537.898 | 22056.2599 | 20555.1018 | 31703.2823 | 29629.2358 | 27764.1671 | 25874.5259 | 24181.7999 | 22599.813 | 21177.2243 | 19735.8933 | 18444.7609
SA1 | Hydro | 0 | 0 | 0 | 0 | 0 | 0 | 0 | 0 | 0 | 0 | 0 | 0 | 0 | 0 | 0 | 0 | 0 | 0 | 0 | 0 | 0 | 0 | 0 | 0 | 0 | 0
SA1 | Hydrogen Turbine | 0 | 0 | 0 | 0 | 0 | 0 | 0 | 0 | 0 | 0 | 0 | 0 | 0 | 0 | 0 | 0 | 0 | 0 | 0 | 0 | 0 | 0 | 0 | 0 | 0 | 0
SA1 | Wind | 0 | 0.097224 | 68090.2084 | 106517.9668 | 213751.0907 | 204542.0562 | 191160.8001 | 179127.8161 | 166936.299 | 156015.2333 | 145808.6299 | 136630.4923 | 127331.3634 | 133779.0562 | 125027.1612 | 118928.5496 | 124666.4343 | 143607.0383 | 134212.1875 | 125763.9442 | 131951.1655 | 153520.4455 | 145301.3831 | 136155.1132 | 128362.9179 | 119965.3468
SA1 | Solar PV | 0 | 5219.6517 | 4878.2283 | 28480.5938 | 32262.5993 | 30151.9619 | 28179.4036 | 26405.5969 | 24608.4205 | 22998.524 | 21493.9477 | 20140.9699 | 18770.1668 | 17542.2122 | 16394.5909 | 15362.6043 | 14317.0207 | 14768.7029 | 13802.5315 | 29096.5863 | 27116.2603 | 29814.6451 | 34716.8169 | 32531.5003 | 30317.4012 | 29004.9803
SA1 | Grid Battery | 0 | 0.08247 | 0.22806 | 0.21392 | 0.1994 | 0.18654 | 0.17448 | 0.16374 | 0.15288 | 0.14333 | 0.1346 | 0.16216 | 0.15207 | 0.2188 | 0.20537 | 0.19336 | 0.18183 | 12814.4648 | 11976.1363 | 11222.276 | 19861.3888 | 18562.0257 | 17347.6546 | 16255.6739 | 15149.308 | 14158.2343
SA1 | Pumped Hydro | 0 | 0 | 0 | 0 | 0.10189 | 0.096614 | 0.090367 | 0.084769 | 0.081597 | 0.077009 | 0.072517 | 0.094231 | 0.088471 | 0.086601 | 0.081242 | 0.076782 | 0.072767 | 0.11404 | 0.10708 | 0.10092 | 0.11705 | 0.10964 | 0.10257 | 0.096262 | 0.090271 | 0.085217
SA1 | Coordinated CER storage | 0 | 0 | 0 | 0 | 0 | 0 | 0 | 0 | 0 | 0 | 0 | 0 | 0 | 0 | 0 | 0 | 0 | 0 | 0 | 0 | 0 | 0 | 0 | 0 | 0 | 0
Total excluding storage |  | 0 | 5219.8345 | 72968.673 | 134998.7898 | 246014.0056 | 234694.3148 | 219340.4851 | 205533.677 | 191545.0016 | 179014.0222 | 167302.8363 | 158996.0408 | 148174.7046 | 176507.3881 | 164960.1828 | 156347.9146 | 159539.0263 | 202893.8033 | 189620.3859 | 193847.2505 | 204803.6216 | 226079.179 | 219965.9135 | 206119.7423 | 193565.7358 | 181573.5245
Region | Technology | 2024-25 | 2025-26 | 2026-27 | 2027-28 | 2028-29 | 2029-30 | 2030-31 | 2031-32 | 2032-33 | 2033-34 | 2034-35 | 2035-36 | 2036-37 | 2037-38 | 2038-39 | 2039-40 | 2040-41 | 2041-42 | 2042-43 | 2043-44 | 2044-45 | 2045-46 | 2046-47 | 2047-48 | 2048-49 | 2049-50
TAS1 | Black Coal | 0 | 0 | 0 | 0 | 0 | 0 | 0 | 0 | 0 | 0 | 0 | 0 | 0 | 0 | 0 | 0 | 0 | 0 | 0 | 0 | 0 | 0 | 0 | 0 | 0 | 0
TAS1 | Brown Coal | 0 | 0 | 0 | 0 | 0 | 0 | 0 | 0 | 0 | 0 | 0 | 0 | 0 | 0 | 0 | 0 | 0 | 0 | 0 | 0 | 0 | 0 | 0 | 0 | 0 | 0
TAS1 | CCGT | 0 | 0 | 0.0011475 | 0.001299 | 0.0012106 | 0.0011314 | 0.0034838 | 0.0034758 | 0.0036137 | 0.0034684 | 0.0033009 | 0.0031955 | 0.0031285 | 0.0030923 | 0.0030725 | 0.003094 | 0.0029577 | 0.003047 | 0.0029139 | 0.0027447 | 0.0027123 | 0.0026482 | 0.0026488 | 0.0026213 | 0.0025469 | 0.0024902
TAS1 | Gas - Steam | 0 | 0 | 0 | 0 | 0 | 0 | 0 | 0 | 0 | 0 | 0 | 0 | 0 | 0 | 0 | 0 | 0 | 0 | 0 | 0 | 0 | 0 | 0 | 0 | 0 | 0
TAS1 | OCGT / Diesel | 0 | 0.002916 | 0.0055086 | 0.0060113 | 0.0072789 | 0.0074369 | 0.0078868 | 0.0078565 | 0.0079784 | 0.0078832 | 0.0078005 | 0.0078192 | 0.0077791 | 0.0077606 | 0.0077073 | 0.0077758 | 0.0076876 | 0.0083189 | 0.0078769 | 0.0077216 | 0.0082525 | 0.0078316 | 0.0076633 | 0.0076774 | 0.0076555 | 0.0076562
TAS1 | Hydro | 0 | 0 | 0 | 0 | 0 | 0 | 0 | 0 | 0 | 0 | 0 | 0 | 0 | 0 | 0 | 0 | 0 | 0 | 0 | 0 | 0 | 0 | 0 | 0 | 0 | 0
TAS1 | Hydrogen Turbine | 0 | 0 | 0 | 0 | 0 | 0 | 0 | 0 | 0 | 0 | 0 | 0 | 0 | 0 | 0 | 0 | 0 | 0 | 0 | 0 | 0 | 0 | 0 | 0 | 0 | 0
TAS1 | Wind | 0 | 0.027783 | 55428.2595 | 101284.0617 | 138610.7821 | 172596.9927 | 177919.9394 | 182243.2231 | 184275.5368 | 185688.8357 | 185740.0996 | 185674.9439 | 183496.3379 | 181254.4069 | 178771.5504 | 176054.1629 | 164071.84 | 153338.1682 | 143306.6993 | 134285.9837 | 125146.4213 | 116959.2723 | 109307.7314 | 102427.1466 | 95455.9109 | 89211.1323
TAS1 | Solar PV | 0 | 0.0068854 | 0.013677 | 0.015462 | 0.017786 | 0.016696 | 0.01706 | 0.017356 | 0.018255 | 0.019355 | 0.018244 | 0.018244 | 0.017333 | 0.01727 | 0.016391 | 0.031585 | 0.029665 | 0.029022 | 0.027908 | 0.026401 | 0.025318 | 0.024361 | 0.023697 | 0.022723 | 0.021776 | 0.020916
TAS1 | Grid Battery | 0 | 0.058638 | 0.076138 | 0.076706 | 0.0727 | 0.072868 | 0.070836 | 0.072625 | 0.07361 | 0.074473 | 0.075789 | 0.077039 | 0.078449 | 0.086125 | 0.088984 | 0.089933 | 0.090582 | 0.097584 | 0.09479 | 0.091661 | 0.10013 | 0.087724 | 0.087531 | 0.087564 | 0.087984 | 0.087936
TAS1 | Pumped Hydro | 0 | 0 | 0 | 0 | 0.06488 | 0.073833 | 0.087798 | 0.090711 | 0.094075 | 0.092098 | 0.08789 | 0.099349 | 0.099623 | 0.097715 | 0.097928 | 0.098991 | 0.096402 | 0.10511 | 0.10072 | 0.096341 | 0.098076 | 0.094501 | 0.093493 | 0.093277 | 0.091629 | 0.090455
TAS1 | Coordinated CER storage | 0 | 0 | 0 | 0 | 0 | 0 | 0 | 0 | 0 | 0 | 0 | 0 | 0 | 0 | 0 | 0 | 0 | 0 | 0 | 0 | 0 | 0 | 0 | 0 | 0 | 0
Total excluding storage |  | 0 | 0.096223 | 55428.356 | 101284.1612 | 138610.946 | 172597.1646 | 177920.1264 | 182243.4151 | 184275.7343 | 185689.0329 | 185740.2926 | 185675.1495 | 183496.5443 | 181254.6189 | 178771.7644 | 176054.3943 | 164072.0672 | 153338.4113 | 143306.9335 | 134286.2086 | 125146.6558 | 116959.4894 | 109307.9464 | 102427.3605 | 95456.1225 | 89211.3418

## Marinus_S1_Rehab Cost
Rehabilition cost by technology ($000s) - Marinus_S1, Green Energy Exports scenario
Rehab | Real June 2023 dollars discounted to 1 July 2023.
Explicitly modelled generation
Region | Technology | 2024-25 | 2025-26 | 2026-27 | 2027-28 | 2028-29 | 2029-30 | 2030-31 | 2031-32 | 2032-33 | 2033-34 | 2034-35 | 2035-36 | 2036-37 | 2037-38 | 2038-39 | 2039-40 | 2040-41 | 2041-42 | 2042-43 | 2043-44 | 2044-45 | 2045-46 | 2046-47 | 2047-48 | 2048-49 | 2049-50
NEM | Black Coal | 0 | 0 | 0 | 178535.5507 | 44128.936 | 64025.9928 | 0 | 0 | 0 | 0 | 0 | 0 | 0 | 0 | 0 | 0 | 0 | 0 | 0 | 0 | 0 | 0 | 0 | 0 | 0 | 0
NEM | Brown Coal | 0 | 0 | 0 | 68194.1347 | 2957.3825 | 0.21411 | 6.9961e-06 | 0 | 0 | 0 | 0 | 0 | 0 | 0 | 0 | 0 | 0 | 0 | 0 | 0 | 0 | 0 | 0 | 0 | 0 | 0
NEM | CCGT | 0 | 0 | 0 | 0 | 0 | 0 | 0 | 0 | 0 | 0 | 0 | 0 | 0 | 0 | 0 | 0 | 0 | 0 | 0 | 0 | 0 | 0 | 0 | 0 | 0 | 0
NEM | Gas - Steam | 0 | 0 | 0 | 0 | 0 | 0 | 0 | 0 | 0 | 0 | 0 | 0 | 0 | 0 | 0 | 0 | 0 | 0 | 0 | 0 | 0 | 0 | 0 | 0 | 0 | 0
NEM | OCGT / Diesel | 0 | 0 | 0 | 0 | 0 | 0 | 0 | 0 | 0 | 0 | 0 | 0 | 0 | 0 | 0 | 0 | 0 | 0 | 0 | 0 | 0 | 0 | 0 | 0 | 0 | 0
NEM | Hydro | 0 | 0 | 0 | 0 | 0 | 0 | 0 | 0 | 0 | 0 | 0 | 0 | 0 | 0 | 0 | 0 | 0 | 0 | 0 | 0 | 0 | 0 | 0 | 0 | 0 | 0
NEM | Hydrogen Turbine | 0 | 0 | 0 | 0 | 0 | 0 | 0 | 0 | 0 | 0 | 0 | 0 | 0 | 0 | 0 | 0 | 0 | 0 | 0 | 0 | 0 | 0 | 0 | 0 | 0 | 0
NEM | Wind | 0 | 0 | 0 | 0 | 0 | 0 | 0 | 0 | 0 | 0 | 0 | 0 | 0 | 0 | 0 | 0 | 0 | 0 | 0 | 0 | 0 | 0 | 0 | 0 | 0 | 0
NEM | Solar PV | 0 | 0 | 0 | 0 | 0 | 0 | 0 | 0 | 0 | 0 | 0 | 0 | 0 | 0 | 0 | 0 | 0 | 0 | 0 | 0 | 0 | 0 | 0 | 0 | 0 | 0
NEM | Grid Battery | 0 | 0 | 0 | 0 | 0 | 0 | 0 | 0 | 0 | 0 | 0 | 0 | 0 | 0 | 0 | 0 | 0 | 0 | 0 | 0 | 0 | 0 | 0 | 0 | 0 | 0
NEM | Pumped Hydro | 0 | 0 | 0 | 0 | 0 | 0 | 0 | 0 | 0 | 0 | 0 | 0 | 0 | 0 | 0 | 0 | 0 | 0 | 0 | 0 | 0 | 0 | 0 | 0 | 0 | 0
NEM | Coordinated CER storage | 0 | 0 | 0 | 0 | 0 | 0 | 0 | 0 | 0 | 0 | 0 | 0 | 0 | 0 | 0 | 0 | 0 | 0 | 0 | 0 | 0 | 0 | 0 | 0 | 0 | 0
Total excluding storage |  | 0 | 0 | 0 | 246729.6854 | 47086.3185 | 64026.2069 | 6.9961e-06 | 0 | 0 | 0 | 0 | 0 | 0 | 0 | 0 | 0 | 0 | 0 | 0 | 0 | 0 | 0 | 0 | 0 | 0 | 0
Region | Technology | 2024-25 | 2025-26 | 2026-27 | 2027-28 | 2028-29 | 2029-30 | 2030-31 | 2031-32 | 2032-33 | 2033-34 | 2034-35 | 2035-36 | 2036-37 | 2037-38 | 2038-39 | 2039-40 | 2040-41 | 2041-42 | 2042-43 | 2043-44 | 2044-45 | 2045-46 | 2046-47 | 2047-48 | 2048-49 | 2049-50
NSW1 | Black Coal | 0 | 0 | 0 | 43060.8531 | 44128.9353 | 37821.65 | 0 | 0 | 0 | 0 | 0 | 0 | 0 | 0 | 0 | 0 | 0 | 0 | 0 | 0 | 0 | 0 | 0 | 0 | 0 | 0
NSW1 | Brown Coal | 0 | 0 | 0 | 0 | 0 | 0 | 0 | 0 | 0 | 0 | 0 | 0 | 0 | 0 | 0 | 0 | 0 | 0 | 0 | 0 | 0 | 0 | 0 | 0 | 0 | 0
NSW1 | CCGT | 0 | 0 | 0 | 0 | 0 | 0 | 0 | 0 | 0 | 0 | 0 | 0 | 0 | 0 | 0 | 0 | 0 | 0 | 0 | 0 | 0 | 0 | 0 | 0 | 0 | 0
NSW1 | Gas - Steam | 0 | 0 | 0 | 0 | 0 | 0 | 0 | 0 | 0 | 0 | 0 | 0 | 0 | 0 | 0 | 0 | 0 | 0 | 0 | 0 | 0 | 0 | 0 | 0 | 0 | 0
NSW1 | OCGT / Diesel | 0 | 0 | 0 | 0 | 0 | 0 | 0 | 0 | 0 | 0 | 0 | 0 | 0 | 0 | 0 | 0 | 0 | 0 | 0 | 0 | 0 | 0 | 0 | 0 | 0 | 0
NSW1 | Hydro | 0 | 0 | 0 | 0 | 0 | 0 | 0 | 0 | 0 | 0 | 0 | 0 | 0 | 0 | 0 | 0 | 0 | 0 | 0 | 0 | 0 | 0 | 0 | 0 | 0 | 0
NSW1 | Hydrogen Turbine | 0 | 0 | 0 | 0 | 0 | 0 | 0 | 0 | 0 | 0 | 0 | 0 | 0 | 0 | 0 | 0 | 0 | 0 | 0 | 0 | 0 | 0 | 0 | 0 | 0 | 0
NSW1 | Wind | 0 | 0 | 0 | 0 | 0 | 0 | 0 | 0 | 0 | 0 | 0 | 0 | 0 | 0 | 0 | 0 | 0 | 0 | 0 | 0 | 0 | 0 | 0 | 0 | 0 | 0
NSW1 | Solar PV | 0 | 0 | 0 | 0 | 0 | 0 | 0 | 0 | 0 | 0 | 0 | 0 | 0 | 0 | 0 | 0 | 0 | 0 | 0 | 0 | 0 | 0 | 0 | 0 | 0 | 0
NSW1 | Grid Battery | 0 | 0 | 0 | 0 | 0 | 0 | 0 | 0 | 0 | 0 | 0 | 0 | 0 | 0 | 0 | 0 | 0 | 0 | 0 | 0 | 0 | 0 | 0 | 0 | 0 | 0
NSW1 | Pumped Hydro | 0 | 0 | 0 | 0 | 0 | 0 | 0 | 0 | 0 | 0 | 0 | 0 | 0 | 0 | 0 | 0 | 0 | 0 | 0 | 0 | 0 | 0 | 0 | 0 | 0 | 0
NSW1 | Coordinated CER storage | 0 | 0 | 0 | 0 | 0 | 0 | 0 | 0 | 0 | 0 | 0 | 0 | 0 | 0 | 0 | 0 | 0 | 0 | 0 | 0 | 0 | 0 | 0 | 0 | 0 | 0
Total excluding storage |  | 0 | 0 | 0 | 43060.8531 | 44128.9353 | 37821.65 | 0 | 0 | 0 | 0 | 0 | 0 | 0 | 0 | 0 | 0 | 0 | 0 | 0 | 0 | 0 | 0 | 0 | 0 | 0 | 0
Region | Technology | 2024-25 | 2025-26 | 2026-27 | 2027-28 | 2028-29 | 2029-30 | 2030-31 | 2031-32 | 2032-33 | 2033-34 | 2034-35 | 2035-36 | 2036-37 | 2037-38 | 2038-39 | 2039-40 | 2040-41 | 2041-42 | 2042-43 | 2043-44 | 2044-45 | 2045-46 | 2046-47 | 2047-48 | 2048-49 | 2049-50
QLD1 | Black Coal | 0 | 0 | 0 | 135474.6976 | 0.00071166 | 26204.3428 | 0 | 0 | 0 | 0 | 0 | 0 | 0 | 0 | 0 | 0 | 0 | 0 | 0 | 0 | 0 | 0 | 0 | 0 | 0 | 0
QLD1 | Brown Coal | 0 | 0 | 0 | 0 | 0 | 0 | 0 | 0 | 0 | 0 | 0 | 0 | 0 | 0 | 0 | 0 | 0 | 0 | 0 | 0 | 0 | 0 | 0 | 0 | 0 | 0
QLD1 | CCGT | 0 | 0 | 0 | 0 | 0 | 0 | 0 | 0 | 0 | 0 | 0 | 0 | 0 | 0 | 0 | 0 | 0 | 0 | 0 | 0 | 0 | 0 | 0 | 0 | 0 | 0
QLD1 | Gas - Steam | 0 | 0 | 0 | 0 | 0 | 0 | 0 | 0 | 0 | 0 | 0 | 0 | 0 | 0 | 0 | 0 | 0 | 0 | 0 | 0 | 0 | 0 | 0 | 0 | 0 | 0
QLD1 | OCGT / Diesel | 0 | 0 | 0 | 0 | 0 | 0 | 0 | 0 | 0 | 0 | 0 | 0 | 0 | 0 | 0 | 0 | 0 | 0 | 0 | 0 | 0 | 0 | 0 | 0 | 0 | 0
QLD1 | Hydro | 0 | 0 | 0 | 0 | 0 | 0 | 0 | 0 | 0 | 0 | 0 | 0 | 0 | 0 | 0 | 0 | 0 | 0 | 0 | 0 | 0 | 0 | 0 | 0 | 0 | 0
QLD1 | Hydrogen Turbine | 0 | 0 | 0 | 0 | 0 | 0 | 0 | 0 | 0 | 0 | 0 | 0 | 0 | 0 | 0 | 0 | 0 | 0 | 0 | 0 | 0 | 0 | 0 | 0 | 0 | 0
QLD1 | Wind | 0 | 0 | 0 | 0 | 0 | 0 | 0 | 0 | 0 | 0 | 0 | 0 | 0 | 0 | 0 | 0 | 0 | 0 | 0 | 0 | 0 | 0 | 0 | 0 | 0 | 0
QLD1 | Solar PV | 0 | 0 | 0 | 0 | 0 | 0 | 0 | 0 | 0 | 0 | 0 | 0 | 0 | 0 | 0 | 0 | 0 | 0 | 0 | 0 | 0 | 0 | 0 | 0 | 0 | 0
QLD1 | Grid Battery | 0 | 0 | 0 | 0 | 0 | 0 | 0 | 0 | 0 | 0 | 0 | 0 | 0 | 0 | 0 | 0 | 0 | 0 | 0 | 0 | 0 | 0 | 0 | 0 | 0 | 0
QLD1 | Pumped Hydro | 0 | 0 | 0 | 0 | 0 | 0 | 0 | 0 | 0 | 0 | 0 | 0 | 0 | 0 | 0 | 0 | 0 | 0 | 0 | 0 | 0 | 0 | 0 | 0 | 0 | 0
QLD1 | Coordinated CER storage | 0 | 0 | 0 | 0 | 0 | 0 | 0 | 0 | 0 | 0 | 0 | 0 | 0 | 0 | 0 | 0 | 0 | 0 | 0 | 0 | 0 | 0 | 0 | 0 | 0 | 0
Total excluding storage |  | 0 | 0 | 0 | 135474.6976 | 0.00071166 | 26204.3428 | 0 | 0 | 0 | 0 | 0 | 0 | 0 | 0 | 0 | 0 | 0 | 0 | 0 | 0 | 0 | 0 | 0 | 0 | 0 | 0
Region | Technology | 2024-25 | 2025-26 | 2026-27 | 2027-28 | 2028-29 | 2029-30 | 2030-31 | 2031-32 | 2032-33 | 2033-34 | 2034-35 | 2035-36 | 2036-37 | 2037-38 | 2038-39 | 2039-40 | 2040-41 | 2041-42 | 2042-43 | 2043-44 | 2044-45 | 2045-46 | 2046-47 | 2047-48 | 2048-49 | 2049-50
VIC1 | Black Coal | 0 | 0 | 0 | 0 | 0 | 0 | 0 | 0 | 0 | 0 | 0 | 0 | 0 | 0 | 0 | 0 | 0 | 0 | 0 | 0 | 0 | 0 | 0 | 0 | 0 | 0
VIC1 | Brown Coal | 0 | 0 | 0 | 68194.1347 | 2957.3825 | 0.21411 | 6.9961e-06 | 0 | 0 | 0 | 0 | 0 | 0 | 0 | 0 | 0 | 0 | 0 | 0 | 0 | 0 | 0 | 0 | 0 | 0 | 0
VIC1 | CCGT | 0 | 0 | 0 | 0 | 0 | 0 | 0 | 0 | 0 | 0 | 0 | 0 | 0 | 0 | 0 | 0 | 0 | 0 | 0 | 0 | 0 | 0 | 0 | 0 | 0 | 0
VIC1 | Gas - Steam | 0 | 0 | 0 | 0 | 0 | 0 | 0 | 0 | 0 | 0 | 0 | 0 | 0 | 0 | 0 | 0 | 0 | 0 | 0 | 0 | 0 | 0 | 0 | 0 | 0 | 0
VIC1 | OCGT / Diesel | 0 | 0 | 0 | 0 | 0 | 0 | 0 | 0 | 0 | 0 | 0 | 0 | 0 | 0 | 0 | 0 | 0 | 0 | 0 | 0 | 0 | 0 | 0 | 0 | 0 | 0
VIC1 | Hydro | 0 | 0 | 0 | 0 | 0 | 0 | 0 | 0 | 0 | 0 | 0 | 0 | 0 | 0 | 0 | 0 | 0 | 0 | 0 | 0 | 0 | 0 | 0 | 0 | 0 | 0
VIC1 | Hydrogen Turbine | 0 | 0 | 0 | 0 | 0 | 0 | 0 | 0 | 0 | 0 | 0 | 0 | 0 | 0 | 0 | 0 | 0 | 0 | 0 | 0 | 0 | 0 | 0 | 0 | 0 | 0
VIC1 | Wind | 0 | 0 | 0 | 0 | 0 | 0 | 0 | 0 | 0 | 0 | 0 | 0 | 0 | 0 | 0 | 0 | 0 | 0 | 0 | 0 | 0 | 0 | 0 | 0 | 0 | 0
VIC1 | Solar PV | 0 | 0 | 0 | 0 | 0 | 0 | 0 | 0 | 0 | 0 | 0 | 0 | 0 | 0 | 0 | 0 | 0 | 0 | 0 | 0 | 0 | 0 | 0 | 0 | 0 | 0
VIC1 | Grid Battery | 0 | 0 | 0 | 0 | 0 | 0 | 0 | 0 | 0 | 0 | 0 | 0 | 0 | 0 | 0 | 0 | 0 | 0 | 0 | 0 | 0 | 0 | 0 | 0 | 0 | 0
VIC1 | Pumped Hydro | 0 | 0 | 0 | 0 | 0 | 0 | 0 | 0 | 0 | 0 | 0 | 0 | 0 | 0 | 0 | 0 | 0 | 0 | 0 | 0 | 0 | 0 | 0 | 0 | 0 | 0
VIC1 | Coordinated CER storage | 0 | 0 | 0 | 0 | 0 | 0 | 0 | 0 | 0 | 0 | 0 | 0 | 0 | 0 | 0 | 0 | 0 | 0 | 0 | 0 | 0 | 0 | 0 | 0 | 0 | 0
Total excluding storage |  | 0 | 0 | 0 | 68194.1347 | 2957.3825 | 0.21411 | 6.9961e-06 | 0 | 0 | 0 | 0 | 0 | 0 | 0 | 0 | 0 | 0 | 0 | 0 | 0 | 0 | 0 | 0 | 0 | 0 | 0
Region | Technology | 2024-25 | 2025-26 | 2026-27 | 2027-28 | 2028-29 | 2029-30 | 2030-31 | 2031-32 | 2032-33 | 2033-34 | 2034-35 | 2035-36 | 2036-37 | 2037-38 | 2038-39 | 2039-40 | 2040-41 | 2041-42 | 2042-43 | 2043-44 | 2044-45 | 2045-46 | 2046-47 | 2047-48 | 2048-49 | 2049-50
SA1 | Black Coal | 0 | 0 | 0 | 0 | 0 | 0 | 0 | 0 | 0 | 0 | 0 | 0 | 0 | 0 | 0 | 0 | 0 | 0 | 0 | 0 | 0 | 0 | 0 | 0 | 0 | 0
SA1 | Brown Coal | 0 | 0 | 0 | 0 | 0 | 0 | 0 | 0 | 0 | 0 | 0 | 0 | 0 | 0 | 0 | 0 | 0 | 0 | 0 | 0 | 0 | 0 | 0 | 0 | 0 | 0
SA1 | CCGT | 0 | 0 | 0 | 0 | 0 | 0 | 0 | 0 | 0 | 0 | 0 | 0 | 0 | 0 | 0 | 0 | 0 | 0 | 0 | 0 | 0 | 0 | 0 | 0 | 0 | 0
SA1 | Gas - Steam | 0 | 0 | 0 | 0 | 0 | 0 | 0 | 0 | 0 | 0 | 0 | 0 | 0 | 0 | 0 | 0 | 0 | 0 | 0 | 0 | 0 | 0 | 0 | 0 | 0 | 0
SA1 | OCGT / Diesel | 0 | 0 | 0 | 0 | 0 | 0 | 0 | 0 | 0 | 0 | 0 | 0 | 0 | 0 | 0 | 0 | 0 | 0 | 0 | 0 | 0 | 0 | 0 | 0 | 0 | 0
SA1 | Hydro | 0 | 0 | 0 | 0 | 0 | 0 | 0 | 0 | 0 | 0 | 0 | 0 | 0 | 0 | 0 | 0 | 0 | 0 | 0 | 0 | 0 | 0 | 0 | 0 | 0 | 0
SA1 | Hydrogen Turbine | 0 | 0 | 0 | 0 | 0 | 0 | 0 | 0 | 0 | 0 | 0 | 0 | 0 | 0 | 0 | 0 | 0 | 0 | 0 | 0 | 0 | 0 | 0 | 0 | 0 | 0
SA1 | Wind | 0 | 0 | 0 | 0 | 0 | 0 | 0 | 0 | 0 | 0 | 0 | 0 | 0 | 0 | 0 | 0 | 0 | 0 | 0 | 0 | 0 | 0 | 0 | 0 | 0 | 0
SA1 | Solar PV | 0 | 0 | 0 | 0 | 0 | 0 | 0 | 0 | 0 | 0 | 0 | 0 | 0 | 0 | 0 | 0 | 0 | 0 | 0 | 0 | 0 | 0 | 0 | 0 | 0 | 0
SA1 | Grid Battery | 0 | 0 | 0 | 0 | 0 | 0 | 0 | 0 | 0 | 0 | 0 | 0 | 0 | 0 | 0 | 0 | 0 | 0 | 0 | 0 | 0 | 0 | 0 | 0 | 0 | 0
SA1 | Pumped Hydro | 0 | 0 | 0 | 0 | 0 | 0 | 0 | 0 | 0 | 0 | 0 | 0 | 0 | 0 | 0 | 0 | 0 | 0 | 0 | 0 | 0 | 0 | 0 | 0 | 0 | 0
SA1 | Coordinated CER storage | 0 | 0 | 0 | 0 | 0 | 0 | 0 | 0 | 0 | 0 | 0 | 0 | 0 | 0 | 0 | 0 | 0 | 0 | 0 | 0 | 0 | 0 | 0 | 0 | 0 | 0
Total excluding storage |  | 0 | 0 | 0 | 0 | 0 | 0 | 0 | 0 | 0 | 0 | 0 | 0 | 0 | 0 | 0 | 0 | 0 | 0 | 0 | 0 | 0 | 0 | 0 | 0 | 0 | 0
Region | Technology | 2024-25 | 2025-26 | 2026-27 | 2027-28 | 2028-29 | 2029-30 | 2030-31 | 2031-32 | 2032-33 | 2033-34 | 2034-35 | 2035-36 | 2036-37 | 2037-38 | 2038-39 | 2039-40 | 2040-41 | 2041-42 | 2042-43 | 2043-44 | 2044-45 | 2045-46 | 2046-47 | 2047-48 | 2048-49 | 2049-50
TAS1 | Black Coal | 0 | 0 | 0 | 0 | 0 | 0 | 0 | 0 | 0 | 0 | 0 | 0 | 0 | 0 | 0 | 0 | 0 | 0 | 0 | 0 | 0 | 0 | 0 | 0 | 0 | 0
TAS1 | Brown Coal | 0 | 0 | 0 | 0 | 0 | 0 | 0 | 0 | 0 | 0 | 0 | 0 | 0 | 0 | 0 | 0 | 0 | 0 | 0 | 0 | 0 | 0 | 0 | 0 | 0 | 0
TAS1 | CCGT | 0 | 0 | 0 | 0 | 0 | 0 | 0 | 0 | 0 | 0 | 0 | 0 | 0 | 0 | 0 | 0 | 0 | 0 | 0 | 0 | 0 | 0 | 0 | 0 | 0 | 0
TAS1 | Gas - Steam | 0 | 0 | 0 | 0 | 0 | 0 | 0 | 0 | 0 | 0 | 0 | 0 | 0 | 0 | 0 | 0 | 0 | 0 | 0 | 0 | 0 | 0 | 0 | 0 | 0 | 0
TAS1 | OCGT / Diesel | 0 | 0 | 0 | 0 | 0 | 0 | 0 | 0 | 0 | 0 | 0 | 0 | 0 | 0 | 0 | 0 | 0 | 0 | 0 | 0 | 0 | 0 | 0 | 0 | 0 | 0
TAS1 | Hydro | 0 | 0 | 0 | 0 | 0 | 0 | 0 | 0 | 0 | 0 | 0 | 0 | 0 | 0 | 0 | 0 | 0 | 0 | 0 | 0 | 0 | 0 | 0 | 0 | 0 | 0
TAS1 | Hydrogen Turbine | 0 | 0 | 0 | 0 | 0 | 0 | 0 | 0 | 0 | 0 | 0 | 0 | 0 | 0 | 0 | 0 | 0 | 0 | 0 | 0 | 0 | 0 | 0 | 0 | 0 | 0
TAS1 | Wind | 0 | 0 | 0 | 0 | 0 | 0 | 0 | 0 | 0 | 0 | 0 | 0 | 0 | 0 | 0 | 0 | 0 | 0 | 0 | 0 | 0 | 0 | 0 | 0 | 0 | 0
TAS1 | Solar PV | 0 | 0 | 0 | 0 | 0 | 0 | 0 | 0 | 0 | 0 | 0 | 0 | 0 | 0 | 0 | 0 | 0 | 0 | 0 | 0 | 0 | 0 | 0 | 0 | 0 | 0
TAS1 | Grid Battery | 0 | 0 | 0 | 0 | 0 | 0 | 0 | 0 | 0 | 0 | 0 | 0 | 0 | 0 | 0 | 0 | 0 | 0 | 0 | 0 | 0 | 0 | 0 | 0 | 0 | 0
TAS1 | Pumped Hydro | 0 | 0 | 0 | 0 | 0 | 0 | 0 | 0 | 0 | 0 | 0 | 0 | 0 | 0 | 0 | 0 | 0 | 0 | 0 | 0 | 0 | 0 | 0 | 0 | 0 | 0
TAS1 | Coordinated CER storage | 0 | 0 | 0 | 0 | 0 | 0 | 0 | 0 | 0 | 0 | 0 | 0 | 0 | 0 | 0 | 0 | 0 | 0 | 0 | 0 | 0 | 0 | 0 | 0 | 0 | 0
Total excluding storage |  | 0 | 0 | 0 | 0 | 0 | 0 | 0 | 0 | 0 | 0 | 0 | 0 | 0 | 0 | 0 | 0 | 0 | 0 | 0 | 0 | 0 | 0 | 0 | 0 | 0 | 0

## Marinus_S1_REZ Tx Cost
REZ transmission expansion cost by region ($000s) - Marinus_S1, Green Energy Exports scenario
REZ Expansion | Real June 2023 dollars discounted to 1 July 2023. As with the total capital costs, the REZ transmission expansion costs are annualised for modelling purposes.
Explicitly modelled generation
Region | Technology | 2024-25 | 2025-26 | 2026-27 | 2027-28 | 2028-29 | 2029-30 | 2030-31 | 2031-32 | 2032-33 | 2033-34 | 2034-35 | 2035-36 | 2036-37 | 2037-38 | 2038-39 | 2039-40 | 2040-41 | 2041-42 | 2042-43 | 2043-44 | 2044-45 | 2045-46 | 2046-47 | 2047-48 | 2048-49 | 2049-50
NSW1 | Transmission | 2627.5842 | 62646.9996 | 65162.7441 | 78056.3944 | 79990.4421 | 74757.4225 | 69866.75 | 65468.8531 | 61013.0145 | 57021.5089 | 53291.1299 | 49936.6173 | 46537.9095 | 43493.3735 | 40648.0127 | 38089.3455 | 35496.9682 | 33187.6654 | 31046.3455 | 29092.0737 | 27112.0546 | 27322.2815 | 25534.8427 | 23927.5032 | 22329.2099 | 20946.4708
QLD1 | Transmission | 89.7002 | 109.217 | 2125.2581 | 5860.3682 | 17783.0742 | 16624.9112 | 15537.3008 | 14559.2762 | 13568.3662 | 13390.5044 | 17865.8205 | 25829.4469 | 31766.5243 | 29689.8329 | 27875.0071 | 27189.5848 | 25952.9381 | 26780.2861 | 25032.3959 | 23458.2583 | 21862.6899 | 20435.5423 | 19099.0547 | 17900.7178 | 16714.2226 | 15798.3133
VIC1 | Transmission | 4.641e-05 | 8871.3484 | 8296.5068 | 7774.2674 | 7245.1475 | 6771.1659 | 6328.1925 | 5929.8523 | 5526.264 | 5164.7328 | 4826.8531 | 4523.0176 | 4215.1791 | 3939.4197 | 3681.7007 | 3449.949 | 3600.4579 | 3364.9141 | 4781.1279 | 5054.3451 | 4710.3443 | 4402.191 | 4114.1973 | 3855.2213 | 3592.8333 | 3357.7883
SA1 | Transmission | 70.8387 | 623.0853 | 11700.447 | 11697.3353 | 32455.1047 | 30331.8736 | 28347.5455 | 26563.1549 | 24755.2551 | 23135.7526 | 21622.1988 | 20261.1481 | 18882.1657 | 17646.8841 | 16492.4153 | 15563.8612 | 14682.9473 | 14137.0031 | 13244.1218 | 12430.9488 | 11843.7443 | 11356.4101 | 11258.4177 | 10549.7352 | 9872.8105 | 9578.383
TAS1 | Transmission | 0.00015817 | 0.00038606 | 0.00038006 | 0.00036441 | 0.00036591 | 0.00038087 | 5331.1341 | 5175.7985 | 5008.2006 | 4809.6265 | 4973.5106 | 4736.1781 | 4633.3654 | 4330.2481 | 4046.9609 | 3792.2173 | 3534.1174 | 3302.9136 | 3086.8352 | 2892.5285 | 2695.6618 | 2519.3102 | 2354.4956 | 2206.2874 | 2056.1266 | 1921.6138
NEM | Total | 2788.1233 | 72250.6506 | 87284.9564 | 103388.3656 | 137473.7688 | 128485.3736 | 125410.923 | 117696.935 | 109871.1004 | 103522.1251 | 102579.5129 | 105286.408 | 106035.1439 | 99099.7583 | 92744.0967 | 88084.9577 | 83267.429 | 80772.7822 | 77190.8264 | 72928.1544 | 68224.495 | 66035.7351 | 62361.0079 | 58439.4649 | 54565.2029 | 51602.5693

## Marinus_S1_USE+DSP Cost
USE+DSP cost by region ($000s) - Marinus_S1, Green Energy Exports scenario
USE+DSP | Real June 2023 dollars discounted to 1 July 2023.
Explicitly modelled generation
Region | Technology | 2024-25 | 2025-26 | 2026-27 | 2027-28 | 2028-29 | 2029-30 | 2030-31 | 2031-32 | 2032-33 | 2033-34 | 2034-35 | 2035-36 | 2036-37 | 2037-38 | 2038-39 | 2039-40 | 2040-41 | 2041-42 | 2042-43 | 2043-44 | 2044-45 | 2045-46 | 2046-47 | 2047-48 | 2048-49 | 2049-50
NSW1 | USE+DSP | 0.015457 | 150043.6018 | 2038.842 | 4483.1844 | 27769.8446 | 243.2266 | 0.015487 | 0.015511 | 0.015487 | 0.015646 | 0.015684 | 359.1868 | 0.015678 | 10300.2187 | 0.015679 | 0.01573 | 0.015745 | 6623.5798 | 206.1725 | 1840.6712 | 5645.4234 | 188.9689 | 2613.2681 | 3686.0451 | 102.9694 | 168.2001
QLD1 | USE+DSP | 0.021078 | 0.025105 | 80.3842 | 11.0506 | 110438.6418 | 23734.3909 | 32.6831 | 0.021413 | 79.3432 | 2580.3011 | 18131.1302 | 68430.7088 | 0.023468 | 50386.0464 | 0.023635 | 0.023971 | 17.1436 | 966.5738 | 240.4967 | 622.9562 | 950.9071 | 276.2093 | 3857.4426 | 0.024035 | 537.6913 | 244.2427
VIC1 | USE+DSP | 0.011626 | 0.011906 | 0.012141 | 14924.9514 | 63399.9077 | 0.012839 | 0.011707 | 0.011711 | 7775.1881 | 0.011848 | 0.011871 | 6469.2208 | 0.011822 | 8486.1124 | 0.0118 | 0.011849 | 0.011831 | 4978.4171 | 0.011849 | 0.011905 | 5290.5494 | 159.8814 | 3757.7354 | 0.011887 | 199.1418 | 131.8076
SA1 | USE+DSP | 0.020833 | 0.023623 | 13606.8972 | 1070.1562 | 16581.6054 | 26148.4115 | 0.020833 | 0.02067 | 314.7724 | 6.4812 | 8.281 | 357.5582 | 71.761 | 405.8627 | 0.022564 | 76.454 | 100.4047 | 172.3685 | 0.023106 | 133.8638 | 302.2242 | 69.7413 | 84.2479 | 10.9291 | 158.2121 | 117.9788
TAS1 | USE+DSP | 0.012274 | 0.011273 | 0.011177 | 0.011224 | 0.011187 | 0.36126 | 0.011253 | 0.011257 | 0.01131 | 0.011265 | 0.011226 | 0.011212 | 0.011168 | 0.011171 | 0.011186 | 0.011228 | 0.067946 | 3.6613 | 0.011166 | 0.03488 | 6.1407 | 0.010945 | 0.010926 | 0.010952 | 0.011999 | 0.010856
NEM | Total | 0.081267 | 150043.6737 | 15726.1467 | 20489.3538 | 218190.0107 | 50126.4032 | 32.7424 | 0.080562 | 8169.3304 | 2586.8211 | 18139.45 | 75616.6857 | 71.8231 | 69578.2514 | 0.084865 | 76.5168 | 117.6438 | 12744.6004 | 446.7154 | 2597.5381 | 12195.2447 | 694.8119 | 10312.705 | 3697.0211 | 998.0265 | 662.24

## Marinus_S1_SyncCon Cost
SyncCon cost by region ($000s) - Marinus_S1, Green Energy Exports scenario
SyncCon | Real June 2023 dollars discounted to 1 July 2023. SyncCon is only explicitly modelled in Tasmania, mainland NEM regions have SyncCon costs built into new entrant costs.
Explicitly modelled generation
Region | Technology | 2024-25 | 2025-26 | 2026-27 | 2027-28 | 2028-29 | 2029-30 | 2030-31 | 2031-32 | 2032-33 | 2033-34 | 2034-35 | 2035-36 | 2036-37 | 2037-38 | 2038-39 | 2039-40 | 2040-41 | 2041-42 | 2042-43 | 2043-44 | 2044-45 | 2045-46 | 2046-47 | 2047-48 | 2048-49 | 2049-50
NSW1 | SyncCon | 0 | 0 | 0 | 0 | 0 | 0 | 0 | 0 | 0 | 0 | 0 | 0 | 0 | 0 | 0 | 0 | 0 | 0 | 0 | 0 | 0 | 0 | 0 | 0 | 0 | 0
QLD1 | SyncCon | 0 | 0 | 0 | 0 | 0 | 0 | 0 | 0 | 0 | 0 | 0 | 0 | 0 | 0 | 0 | 0 | 0 | 0 | 0 | 0 | 0 | 0 | 0 | 0 | 0 | 0
VIC1 | SyncCon | 0 | 0 | 0 | 0 | 0 | 0 | 0 | 0 | 0 | 0 | 0 | 0 | 0 | 0 | 0 | 0 | 0 | 0 | 0 | 0 | 0 | 0 | 0 | 0 | 0 | 0
SA1 | SyncCon | 0 | 0 | 0 | 0 | 0 | 0 | 0 | 0 | 0 | 0 | 0 | 0 | 0 | 0 | 0 | 0 | 0 | 0 | 0 | 0 | 0 | 0 | 0 | 0 | 0 | 0
TAS1 | SyncCon | 0 | 0 | 0 | 0 | 0 | 850.7815 | 1692.9176 | 2001.6783 | 1781.9603 | 1689.741 | 1823.8701 | 1870.6452 | 1904.4413 | 1664.1045 | 1611.3651 | 1366.2893 | 1386.8465 | 1264.5468 | 1126.0777 | 1068.4057 | 997.4946 | 1003.5739 | 863.6023 | 828.7276 | 693.4146 | 707.446
NEM | Total | 0 | 0 | 0 | 0 | 0 | 850.7815 | 1692.9176 | 2001.6783 | 1781.9603 | 1689.741 | 1823.8701 | 1870.6452 | 1904.4413 | 1664.1045 | 1611.3651 | 1366.2893 | 1386.8465 | 1264.5468 | 1126.0777 | 1068.4057 | 997.4946 | 1003.5739 | 863.6023 | 828.7276 | 693.4146 | 707.446

## Marinus_S2_CF
Annual capacity factor by technology - Marinus_S2, Green Energy Exports scenario
Explicitly modelled generation
Region | Technology | 2024-25 | 2025-26 | 2026-27 | 2027-28 | 2028-29 | 2029-30 | 2030-31 | 2031-32 | 2032-33 | 2033-34 | 2034-35 | 2035-36 | 2036-37 | 2037-38 | 2038-39 | 2039-40 | 2040-41 | 2041-42 | 2042-43 | 2043-44 | 2044-45 | 2045-46 | 2046-47 | 2047-48 | 2048-49 | 2049-50
NEM | Black Coal | 53.74% | 41.2% | 42.37% | 58.6% | 52.68% | 52.2% | 60.81% | 59.15% | 65.32% | 69.86% | 62.73% | 71.6% | 72.76% | 70.32% | 76.22% | 74.54% | 68.53% | 68.69% | 68.31% | 71.27% | 72.09% | 63.66% | 66.57% | 70.69% | 69.19% | 66.34%
NEM | Brown Coal | 71.5% | 60.05% | 49.8% | 62.74% | 62.08% | 62.21% | 67.24% | 62.28% | 74.04% | 76.46% | - | - | - | - | - | - | - | - | - | - | - | - | - | - | - | -
NEM | CCGT | 6.317% | 3.83% | 5.377% | 16.92% | 16.48% | 16.16% | 15.64% | 17.28% | 16.36% | 28.03% | 28.44% | 32% | 36.32% | 41.94% | 41.09% | 41.91% | 45.09% | 48.57% | 52.36% | 50.93% | 47.14% | 56.05% | 61.94% | 61.18% | 60.35% | 60.17%
NEM | Gas - Steam | 0.5228% | 24.38% | 48.03% | 58.42% | 62.31% | 55.5% | 4.218% | 3.679% | 20.93% | 18.77% | 25.95% | 12.53% | 11.77% | 9.943% | 8.606% | - | - | - | - | - | - | - | - | - | - | -
NEM | OCGT / Diesel | 0.1086% | 0.09133% | 0.1667% | 1.404% | 1.986% | 2.483% | 0.7064% | 0.7521% | 2.078% | 2.159% | 6.082% | 4.246% | 5.736% | 5.919% | 6.164% | 10.76% | 18.8% | 11.58% | 11.22% | 15.21% | 10.73% | 12.51% | 11.69% | 14.47% | 17.99% | 20.1%
NEM | Hydro | 22.37% | 25.18% | 20.93% | 18.64% | 22.35% | 25.87% | 22.54% | 21.91% | 21.3% | 26.64% | 26.63% | 25.53% | 22.35% | 27.06% | 23.38% | 21.6% | 21.8% | 20.72% | 22.47% | 24.28% | 22.6% | 21.04% | 26.28% | 22.98% | 22.66% | 23.26%
NEM | Hydrogen Turbine | - | 0.1384% | 34.8% | 3.197% | 25.41% | 28.87% | 0.005174% | 1.099e-06% | 0.07355% | 0.02069% | 0.01552% | 0.1398% | 0.03251% | 0.3561% | 0.008817% | 0.007137% | 0.03651% | 0.1349% | 0.01597% | 0.01548% | 0.4636% | 0.1012% | 0.09987% | 4.924e-06% | 0.5717% | 0.1582%
NEM | Wind | 31.93% | 31.62% | 32.43% | 33.87% | 32.32% | 32.1% | 33.73% | 35.02% | 34.35% | 34.04% | 34.21% | 36% | 36.46% | 35.48% | 35.61% | 35.3% | 36.26% | 34.89% | 34.49% | 34.55% | 36.19% | 36.02% | 35.61% | 35.45% | 34.68% | 35.74%
NEM | Solar PV | 24.45% | 22.1% | 21.58% | 23.58% | 21.38% | 22.68% | 25.58% | 25.37% | 25.93% | 25.26% | 24.62% | 25.85% | 26.23% | 22.73% | 24.45% | 25.66% | 25.83% | 25.61% | 25.14% | 24.15% | 25.36% | 24.88% | 21.46% | 23.02% | 24.03% | 23.91%
NEM | Grid Battery | 7.28% | 10.33% | 11.42% | 10.96% | 9.055% | 8.227% | 7.985% | 7.208% | 6.842% | 6.415% | 5.468% | 5.877% | 5.93% | 5.217% | 5.436% | 5.356% | 5.151% | 6.657% | 6.873% | 6.942% | 9.685% | 9.499% | 8.639% | 9.218% | 9.603% | 9.811%
NEM | Pumped Hydro | 16.93% | 15.25% | 16.27% | 15.9% | 18.37% | 23.33% | 21.07% | 21.03% | 22.02% | 22.72% | 22.91% | 23.82% | 23.29% | 21.68% | 21.77% | 22.28% | 21.8% | 22.13% | 23.56% | 24.95% | 25.55% | 26.04% | 23.36% | 23.59% | 25.26% | 24.13%
NEM | Coordinated CER storage | 9.497% | 8.047% | 8.561% | 8.769% | 7.91% | 8.198% | 9.096% | 9.664% | 10.52% | 10.91% | 10.92% | 11.97% | 12.4% | 11.95% | 12.67% | 12.85% | 12.76% | 12.8% | 13.35% | 13.28% | 13.87% | 14.16% | 13.49% | 13.99% | 14.05% | 13.92%
Region | Technology | 2024-25 | 2025-26 | 2026-27 | 2027-28 | 2028-29 | 2029-30 | 2030-31 | 2031-32 | 2032-33 | 2033-34 | 2034-35 | 2035-36 | 2036-37 | 2037-38 | 2038-39 | 2039-40 | 2040-41 | 2041-42 | 2042-43 | 2043-44 | 2044-45 | 2045-46 | 2046-47 | 2047-48 | 2048-49 | 2049-50
NSW1 | Black Coal | 49.93% | 34.91% | 45.61% | 58.2% | 52.11% | 51.9% | 60.43% | 56.13% | 64.48% | 73.53% | 62.72% | 67.81% | 71.55% | 67.9% | 72.87% | 72.18% | - | - | - | - | - | - | - | - | - | -
NSW1 | Brown Coal | bar: 2024-25 to 2049-50
NSW1 | CCGT | 0.4289% | 0.9067% | 1.802% | 19.64% | 20.99% | 20.43% | 22.87% | 21.08% | 18.91% | 42.72% | 46.15% | 40.03% | 36.24% | 44.78% | 40.84% | 43.89% | 49.1% | 40.21% | 51.59% | - | - | - | - | - | - | -
NSW1 | Gas - Steam | bar: 2024-25 to 2049-50
NSW1 | OCGT / Diesel | 0.02194% | 0.2532% | 0.2096% | 1.335% | 1.815% | 3.123% | 0.04442% | 0.008969% | 1.377% | 0.4142% | 6.198% | 3.965% | 5.691% | 3.284% | 3.16% | 7.08% | 17.68% | 8.666% | 9.062% | 14.02% | 10.89% | 10.15% | 9.056% | 14.32% | 14.56% | 17.81%
NSW1 | Hydro | 15.37% | 14.75% | 15.68% | 12.88% | 17.06% | 15.13% | 12.41% | 12.73% | 11.75% | 14.44% | 15.34% | 14.43% | 11.68% | 17.19% | 14.42% | 12.49% | 12.96% | 12.28% | 14.58% | 15.81% | 14.76% | 12.95% | 18.12% | 14.54% | 14.21% | 14.08%
NSW1 | Hydrogen Turbine | bar: 2024-25 to 2049-50
NSW1 | Wind | 33.99% | 33.86% | 34.18% | 34.27% | 33.37% | 30.8% | 32.79% | 34.08% | 34.39% | 34.06% | 34.22% | 35.71% | 35.91% | 35.47% | 32.69% | 34.12% | 33.87% | 34.03% | 33.37% | 33.11% | 34.6% | 34.11% | 34.94% | 31.91% | 32.61% | 31.69%
NSW1 | Solar PV | 25.45% | 23.75% | 24.86% | 24.66% | 22.68% | 23.66% | 26.58% | 26.33% | 26.52% | 26.17% | 25.41% | 26.78% | 26.98% | 23.43% | 24.57% | 26.45% | 26.4% | 25.96% | 25.19% | 24.12% | 25.87% | 25.05% | 21.84% | 22.88% | 24.58% | 24.41%
NSW1 | Grid Battery | 38.87% | 17.01% | 19.68% | 20.97% | 19.11% | 20.23% | 21.03% | 20.59% | 21.16% | 20.6% | 19.31% | 20.78% | 22.15% | 20.45% | 21.43% | 21.44% | 20.82% | 17.97% | 18.25% | 17.68% | 22.6% | 22.47% | 20.88% | 21.68% | 21.88% | 21.08%
NSW1 | Pumped Hydro | 16.97% | 14.72% | 17.47% | 16.78% | 19.63% | 26.09% | 21.19% | 21.54% | 22.36% | 22.22% | 22.87% | 23.92% | 22.87% | 22.25% | 21.16% | 21.99% | 21.52% | 21.92% | 23.52% | 25.47% | 26.21% | 27.02% | 24.38% | 23.73% | 26.42% | 23.77%
NSW1 | Coordinated CER storage | 8.565% | 7.742% | 8.263% | 8.695% | 8.034% | 8.217% | 9.326% | 10.32% | 11.38% | 11.84% | 11.59% | 12.87% | 13.2% | 12.94% | 13.82% | 14.16% | 13.97% | 14.21% | 14.57% | 14.21% | 14.91% | 15.14% | 14.76% | 15.21% | 15.36% | 14.97%
Region | Technology | 2024-25 | 2025-26 | 2026-27 | 2027-28 | 2028-29 | 2029-30 | 2030-31 | 2031-32 | 2032-33 | 2033-34 | 2034-35 | 2035-36 | 2036-37 | 2037-38 | 2038-39 | 2039-40 | 2040-41 | 2041-42 | 2042-43 | 2043-44 | 2044-45 | 2045-46 | 2046-47 | 2047-48 | 2048-49 | 2049-50
QLD1 | Black Coal | 57.65% | 47.64% | 40.19% | 59.02% | 53.12% | 52.42% | 61.09% | 61.35% | 65.93% | 68.21% | 62.74% | 74.71% | 73.75% | 72.31% | 78.97% | 76.47% | 68.53% | 68.69% | 68.31% | 71.27% | 72.09% | 63.66% | 66.57% | 70.69% | 69.19% | 66.34%
QLD1 | Brown Coal | bar: 2024-25 to 2049-50
QLD1 | CCGT | 6.363% | 5.934% | 6.148% | 14.92% | 13.36% | 14.29% | 11.22% | 15.46% | 13.29% | 23.15% | 23.08% | 32.81% | 41.08% | 47.35% | 47.34% | 48.24% | 51.23% | 55.82% | 58.27% | 56.5% | 52.29% | 64.7% | 67.47% | 66.64% | 65.73% | 65.54%
QLD1 | Gas - Steam | bar: 2024-25 to 2049-50
QLD1 | OCGT / Diesel | 6.338e-07% | 8.123e-07% | 9.119e-07% | 0.2412% | 0.2234% | 0.2488% | 0.0098% | 2.083e-06% | 0.06323% | 0.1002% | 0.5852% | 3.056% | 5.848% | 5.508% | 6.354% | 11.04% | 20.21% | 8.992% | 10.35% | 13.41% | 12.63% | 17.34% | 14.66% | 17.58% | 22.07% | 24.77%
QLD1 | Hydro | 52.81% | 49.62% | 49.59% | 51.49% | 51.26% | 51.3% | 47.87% | 51.78% | 53.13% | 53.85% | 52.65% | 53.2% | 52.9% | 44.98% | 46.1% | 45.03% | 46.52% | 46.66% | - | - | - | - | - | - | - | -
QLD1 | Hydrogen Turbine | - | - | 50.16% | 6.337% | 50.65% | 55.81% | 0.01035% | 1.359e-06% | 0.01944% | 0.04138% | 0.03104% | 0.1394% | 1.497e-06% | 0.452% | 1.859e-06% | 2.089e-06% | 2.398e-06% | 0.1349% | 0.03194% | 0.02069% | 0.3731% | 0.1012% | 0.09636% | 4.755e-06% | 0.7187% | 0.1124%
QLD1 | Wind | 33.04% | 33.2% | 30.94% | 32.81% | 30.96% | 30.95% | 33.57% | 32.67% | 33.6% | 31.29% | 30.68% | 32.12% | 32.41% | 32.94% | 32.68% | 33.47% | 32.74% | 33.15% | 31.42% | 31.44% | 32.28% | 31.54% | 32.38% | 32.09% | 32.12% | 31.15%
QLD1 | Solar PV | 24.39% | 22.11% | 19.08% | 23.95% | 20.01% | 21.83% | 26.3% | 26.64% | 27.38% | 25.73% | 24.62% | 26.11% | 26.62% | 22.3% | 24.93% | 25.94% | 26.66% | 26.16% | 26.26% | 25.34% | 26.07% | 25.85% | 21.48% | 24.18% | 24.72% | 24.54%
QLD1 | Grid Battery | 7.922% | 7.092% | 7.986% | 8.306% | 7.898% | 8.467% | 8.206% | 8.168% | 8.356% | 7.885% | 7.924% | 7.913% | 7.465% | 7.38% | 7.62% | 7.481% | 7.316% | 11.68% | 11.71% | 11.54% | 11.9% | 11.88% | 11.83% | 12.08% | 12% | 12.1%
QLD1 | Pumped Hydro | 16.92% | 15.4% | 15.92% | 15.64% | 12.94% | 15.6% | 20.13% | 19.55% | 20.95% | 23.17% | 22.97% | 23.77% | 23.56% | 20.71% | 22.31% | 22.25% | 22.09% | 22.38% | 23.49% | 24.18% | 24.51% | 24.59% | 21.83% | 23.01% | 23.62% | 24.98%
QLD1 | Coordinated CER storage | 8.539% | 7.515% | 8.501% | 8.863% | 8.543% | 9.116% | 10.07% | 11.14% | 12.37% | 12.52% | 13.19% | 13.68% | 13.51% | 13.54% | 14.24% | 14.2% | 14.27% | 14.36% | 14.59% | 14.62% | 14.96% | 15.09% | 14.44% | 14.99% | 14.82% | 15.17%
Region | Technology | 2024-25 | 2025-26 | 2026-27 | 2027-28 | 2028-29 | 2029-30 | 2030-31 | 2031-32 | 2032-33 | 2033-34 | 2034-35 | 2035-36 | 2036-37 | 2037-38 | 2038-39 | 2039-40 | 2040-41 | 2041-42 | 2042-43 | 2043-44 | 2044-45 | 2045-46 | 2046-47 | 2047-48 | 2048-49 | 2049-50
VIC1 | Black Coal | bar: 2024-25 to 2049-50
VIC1 | Brown Coal | 71.5% | 60.05% | 49.8% | 62.74% | 62.08% | 62.21% | 67.24% | 62.28% | 74.04% | 76.46% | - | - | - | - | - | - | - | - | - | - | - | - | - | - | - | -
VIC1 | CCGT | bar: 2024-25 to 2049-50
VIC1 | Gas - Steam | 0.1851% | 19.61% | 48.03% | 58.42% | 62.31% | 55.5% | 4.218% | 3.679% | 20.93% | 18.77% | 25.95% | 12.53% | 11.77% | 9.943% | 8.606% | - | - | - | - | - | - | - | - | - | - | -
VIC1 | OCGT / Diesel | 0.007654% | 9.563e-07% | 0.06481% | 0.9634% | 2.016% | 1.506% | 0.504% | 0.4556% | 1.809% | 1.183% | 5.921% | 2.988% | 2.282% | 3.395% | 1.576% | 6.618% | 10.76% | 8.688% | 3.261% | 9.546% | 4.979% | 5.849% | 6.859% | 6.011% | 12.87% | 14.39%
VIC1 | Hydro | 16.66% | 17.23% | 16.28% | 13.63% | 20.42% | 17.05% | 14.73% | 14.78% | 13.4% | 16.32% | 16.91% | 16.13% | 13.47% | 20.3% | 16.92% | 14.65% | 14.64% | 13.37% | 16.31% | 16.92% | 16.02% | 13.49% | 20.28% | 16.97% | 14.65% | 14.68%
VIC1 | Hydrogen Turbine | bar: 2024-25 to 2049-50
VIC1 | Wind | 30.17% | 29.14% | 28.83% | 32.26% | 31.93% | 34.52% | 34.07% | 37.5% | 34.63% | 35.62% | 36.93% | 38.45% | 38.76% | 36.63% | 39.18% | 37.18% | 40.02% | 36.17% | 37% | 37.42% | 39.28% | 39.88% | 38.21% | 40.12% | 38.11% | 42.15%
VIC1 | Solar PV | 22.09% | 18.68% | 15.82% | 18.58% | 18.75% | 20.52% | 21.56% | 20.58% | 22.01% | 21.7% | 22.81% | 23.4% | 23.58% | 21.95% | 22.94% | 22.52% | 21.68% | 22.6% | 22.18% | 20.67% | 21.76% | 22.38% | 20.42% | 21.89% | 21.54% | 20.83%
VIC1 | Grid Battery | 5.671% | 12.98% | 10.97% | 9.545% | 7.175% | 5.979% | 5.778% | 5.15% | 4.802% | 4.591% | 4.074% | 4.425% | 4.503% | 3.815% | 3.978% | 3.89% | 3.718% | 3.628% | 3.844% | 3.875% | 4.038% | 4.152% | 3.656% | 3.693% | 3.82% | 3.781%
VIC1 | Pumped Hydro | - | - | - | - | 24.79% | 26.71% | 28.08% | 27.78% | 27.31% | 25.13% | 24.84% | 25.76% | 27.21% | 24.71% | 25.56% | 26.39% | 24.64% | 24.56% | 26.08% | 26.66% | 28.13% | 28.91% | 26.01% | 26.68% | 27.44% | 26.6%
VIC1 | Coordinated CER storage | 9.497% | 8.244% | 8.875% | 9.155% | 7.879% | 8% | 9.27% | 10.23% | 10.86% | 11.25% | 10.99% | 12.38% | 13.22% | 11.84% | 12.61% | 12.62% | 12.38% | 12.14% | 13.07% | 13.09% | 13.72% | 14.05% | 12.81% | 13.41% | 13.47% | 13.18%
Region | Technology | 2024-25 | 2025-26 | 2026-27 | 2027-28 | 2028-29 | 2029-30 | 2030-31 | 2031-32 | 2032-33 | 2033-34 | 2034-35 | 2035-36 | 2036-37 | 2037-38 | 2038-39 | 2039-40 | 2040-41 | 2041-42 | 2042-43 | 2043-44 | 2044-45 | 2045-46 | 2046-47 | 2047-48 | 2048-49 | 2049-50
SA1 | Black Coal | bar: 2024-25 to 2049-50
SA1 | Brown Coal | bar: 2024-25 to 2049-50
SA1 | CCGT | 11.72% | 2.028% | 8.135% | 27.38% | 28.62% | 24.62% | 29.11% | 26.4% | 29.93% | 41.56% | 41.07% | 35.46% | 39.74% | - | - | - | - | - | - | - | - | - | - | - | - | -
SA1 | Gas - Steam | 0.7339% | 27.37% | - | - | - | - | - | - | - | - | - | - | - | - | - | - | - | - | - | - | - | - | - | - | - | -
SA1 | OCGT / Diesel | 0.555% | 0.05104% | 0.465% | 3.827% | 4.857% | 5.893% | 4.063% | 4.572% | 10.16% | 14.45% | 18.84% | 12.63% | 13.91% | 15.83% | 18.62% | 22.75% | 26.78% | 21.72% | 22.49% | 24.55% | 16.05% | 17.11% | 18.29% | 20.94% | 21.98% | 21.53%
SA1 | Hydro | bar: 2024-25 to 2049-50
SA1 | Hydrogen Turbine | - | 0.1384% | 19.44% | 0.05759% | 0.1639% | 1.928% | 8.297e-07% | 8.385e-07% | 0.1277% | 1.095e-06% | 1.244e-06% | 0.1401% | 0.06501% | 0.2602% | 0.01763% | 0.01427% | 0.07302% | 0.1349% | 2.933e-06% | 0.01026% | 0.5542% | 0.1012% | 0.1034% | 5.092e-06% | 0.4248% | 0.2039%
SA1 | Wind | 31.63% | 28.13% | 34.88% | 34.72% | 31.99% | 32.84% | 33.06% | 34.8% | 31.92% | 32.16% | 30.82% | 34.95% | 34.97% | 33.57% | 34.92% | 35.11% | 37.24% | 33.33% | 33.3% | 31.63% | 35.33% | 33.91% | 32.07% | 33.14% | 31.99% | 35.15%
SA1 | Solar PV | 22.43% | 18.94% | 22.2% | 23.68% | 21.13% | 22.23% | 22.64% | 21.9% | 23.01% | 22.39% | 22.38% | 22.29% | 23.33% | 21.74% | 23.28% | 23.64% | 22.82% | 23.63% | 22.68% | 22.25% | 23.25% | 22.78% | 20.21% | 21.34% | 20.84% | 20.86%
SA1 | Grid Battery | 5.049% | 4.267% | 4.627% | 4.636% | 4.185% | 4.334% | 4.73% | 4.456% | 4.667% | 4.646% | 4.336% | 4.379% | 4.478% | 4.228% | 4.267% | 4.228% | 4.047% | 9.929% | 10.26% | 14.47% | 16.84% | 17.9% | 16.45% | 17.03% | 18.48% | 16.73%
SA1 | Pumped Hydro | bar: 2024-25 to 2049-50
SA1 | Coordinated CER storage | 9.992% | 8.239% | 8.612% | 8.703% | 7.804% | 8.155% | 8.63% | 8.39% | 8.889% | 9.041% | 8.925% | 9.416% | 9.669% | 9.489% | 9.746% | 9.858% | 9.825% | 9.653% | 10.19% | 10.18% | 10.67% | 11.01% | 10.82% | 10.97% | 11.12% | 11.12%
Region | Technology | 2024-25 | 2025-26 | 2026-27 | 2027-28 | 2028-29 | 2029-30 | 2030-31 | 2031-32 | 2032-33 | 2033-34 | 2034-35 | 2035-36 | 2036-37 | 2037-38 | 2038-39 | 2039-40 | 2040-41 | 2041-42 | 2042-43 | 2043-44 | 2044-45 | 2045-46 | 2046-47 | 2047-48 | 2048-49 | 2049-50
TAS1 | Black Coal | bar: 2024-25 to 2049-50
TAS1 | Brown Coal | bar: 2024-25 to 2049-50
TAS1 | CCGT | 0% | 0% | 2.326e-06% | 2.968e-06% | 2.849e-06% | 2.781e-06% | 1.343e-05% | 1.338e-05% | 1.693e-05% | 2.525e-05% | 2.472e-05% | 2.413e-05% | 2.411e-05% | 2.497e-05% | 2.484e-05% | 2.954e-05% | 2.907e-05% | 3.403e-05% | 3.438e-05% | 3.366e-05% | 3.297e-05% | 3.333e-05% | 4.002e-05% | 4.084e-05% | 4.665e-05% | 4.529e-05%
TAS1 | Gas - Steam | bar: 2024-25 to 2049-50
TAS1 | OCGT / Diesel | 3.962e-06% | 2.969e-06% | 3.257e-06% | 4.785e-06% | 3.875e-06% | 3.473e-06% | 1.459e-05% | 0.05633% | 0.44% | 4.845% | 6.976% | 2.965% | 4.429% | 4.224% | 2.769% | 4.743% | 7.463% | 3.571% | 1.697% | 1.048% | 2.311% | 1.658% | 2.476% | 2.215% | 4.101% | 1.994%
TAS1 | Hydro | 31.84% | 39.99% | 28.02% | 26.27% | 27.22% | 41.63% | 36.91% | 34.59% | 34.86% | 44.89% | 43.61% | 41.97% | 37.83% | 41.29% | 36.41% | 35.18% | 35.27% | 33.94% | 34.81% | 38.16% | 35.25% | 34.71% | 38.75% | 35.73% | 37.05% | 38.8%
TAS1 | Hydrogen Turbine | bar: 2024-25 to 2049-50
TAS1 | Wind | 32.97% | 36.34% | 40.82% | 43.76% | 36.53% | 33.04% | 39.72% | 40.75% | 40.81% | 41.68% | 43.67% | 43.8% | 45.89% | 42.1% | 41.78% | 37.23% | 38.32% | 40.52% | 39.56% | 41.31% | 42.79% | 45.96% | 43.68% | 44.69% | 41.49% | 42.8%
TAS1 | Solar PV | bar: 2024-25 to 2049-50
TAS1 | Grid Battery | 0% | 0.008576% | 0.01231% | 0.01303% | 0.01331% | 0.01243% | 0.01276% | 0.01481% | 0.01521% | 0.01538% | 0.01715% | 0.01979% | 0.0221% | 0.02674% | 0.02862% | 0.03258% | 0.03842% | 0.04253% | 0.04437% | 0.04892% | 0.05871% | 0.06088% | 0.0607% | 0.06491% | 0.07208% | 0.08444%
TAS1 | Pumped Hydro | - | - | - | - | - | - | - | - | - | 22.51% | 21.2% | 21.57% | 22.5% | 20.59% | 21.09% | 22.12% | 20.44% | 21.11% | 22.9% | 24.36% | 24.9% | 24.95% | 22.57% | 23.67% | 24.32% | 21.63%
TAS1 | Coordinated CER storage | - | 3.871% | 6.773% | 5.585% | 4.827% | 4.66% | 6.877% | 7.123% | 7.791% | 9.019% | 8.302% | 9.809% | 10.68% | 9.729% | 9.865% | 10.32% | 9.695% | 10.03% | 10.05% | 10.67% | 10.98% | 11.9% | 10.5% | 11.67% | 11.38% | 11.22%
Explicitly modelled pumping
Region | Technology | 2024-25 | 2025-26 | 2026-27 | 2027-28 | 2028-29 | 2029-30 | 2030-31 | 2031-32 | 2032-33 | 2033-34 | 2034-35 | 2035-36 | 2036-37 | 2037-38 | 2038-39 | 2039-40 | 2040-41 | 2041-42 | 2042-43 | 2043-44 | 2044-45 | 2045-46 | 2046-47 | 2047-48 | 2048-49 | 2049-50
NEM | Grid Battery pump | 8.625% | 12.27% | 13.55% | 13.07% | 10.74% | 9.783% | 9.495% | 8.582% | 8.136% | 7.625% | 6.505% | 6.983% | 7.052% | 6.21% | 6.474% | 6.354% | 6.145% | 7.892% | 8.178% | 8.233% | 11.56% | 11.36% | 10.27% | 11% | 11.44% | 11.7%
NEM | Pumped Hydro Pump | 29.08% | 24.04% | 28.04% | 27.61% | 24.81% | 31.2% | 28.24% | 28.38% | 29.16% | 30.23% | 30.08% | 31.64% | 31.41% | 28.47% | 28.51% | 29.59% | 29.19% | 29.18% | 31.94% | 32.6% | 34.03% | 35.09% | 31.14% | 31.33% | 33.62% | 31.97%
NEM | Coordinated CER storage pump | 11.17% | 9.471% | 10.05% | 10.34% | 9.287% | 9.654% | 10.69% | 11.39% | 12.38% | 12.84% | 12.86% | 14.07% | 14.59% | 14.08% | 14.92% | 15.09% | 15.06% | 15.02% | 15.73% | 15.61% | 16.31% | 16.69% | 15.84% | 16.48% | 16.51% | 16.38%
Region | Technology | 2024-25 | 2025-26 | 2026-27 | 2027-28 | 2028-29 | 2029-30 | 2030-31 | 2031-32 | 2032-33 | 2033-34 | 2034-35 | 2035-36 | 2036-37 | 2037-38 | 2038-39 | 2039-40 | 2040-41 | 2041-42 | 2042-43 | 2043-44 | 2044-45 | 2045-46 | 2046-47 | 2047-48 | 2048-49 | 2049-50
NSW1 | Grid Battery pump | 45.82% | 20.31% | 23.51% | 25.16% | 22.79% | 24.2% | 25.17% | 24.67% | 25.29% | 24.64% | 23.16% | 24.82% | 26.51% | 24.54% | 25.6% | 25.62% | 24.99% | 21.34% | 21.72% | 21.04% | 27.1% | 27.01% | 24.92% | 25.96% | 26.2% | 25.24%
NSW1 | Pumped Hydro Pump | 29.02% | 23.74% | 30.6% | 30.02% | 25.09% | 32.59% | 27.95% | 28.61% | 29.01% | 29.15% | 29.05% | 31.25% | 30.57% | 28.26% | 27.1% | 28.68% | 28.26% | 28.28% | 31.83% | 32.2% | 34.22% | 35.72% | 32.03% | 30.85% | 34.36% | 30.96%
NSW1 | Coordinated CER storage pump | 10.08% | 9.089% | 9.721% | 10.25% | 9.431% | 9.667% | 10.97% | 12.16% | 13.38% | 13.92% | 13.66% | 15.12% | 15.53% | 15.27% | 16.25% | 16.64% | 16.49% | 16.68% | 17.15% | 16.72% | 17.53% | 17.86% | 17.32% | 17.9% | 18.07% | 17.61%
Region | Technology | 2024-25 | 2025-26 | 2026-27 | 2027-28 | 2028-29 | 2029-30 | 2030-31 | 2031-32 | 2032-33 | 2033-34 | 2034-35 | 2035-36 | 2036-37 | 2037-38 | 2038-39 | 2039-40 | 2040-41 | 2041-42 | 2042-43 | 2043-44 | 2044-45 | 2045-46 | 2046-47 | 2047-48 | 2048-49 | 2049-50
QLD1 | Grid Battery pump | 9.356% | 8.376% | 9.408% | 9.824% | 9.328% | 9.985% | 9.692% | 9.67% | 9.845% | 9.313% | 9.376% | 9.335% | 8.809% | 8.74% | 8.976% | 8.835% | 8.664% | 13.77% | 13.78% | 13.58% | 14.01% | 13.99% | 13.93% | 14.22% | 14.13% | 14.24%
QLD1 | Pumped Hydro Pump | 29.18% | 24.38% | 25.06% | 24.79% | 20.44% | 24.63% | 27.71% | 27.01% | 28.65% | 31.77% | 31.78% | 32.51% | 32.54% | 28.62% | 30.38% | 30.6% | 30.64% | 30.65% | 32.28% | 33.17% | 33.71% | 34.09% | 29.81% | 31.58% | 32.63% | 34.2%
QLD1 | Coordinated CER storage pump | 10.05% | 8.847% | 9.982% | 10.44% | 10.05% | 10.71% | 11.85% | 13.13% | 14.53% | 14.74% | 15.55% | 16.09% | 15.87% | 15.97% | 16.72% | 16.71% | 16.84% | 16.88% | 17.16% | 17.18% | 17.6% | 17.77% | 16.99% | 17.63% | 17.43% | 17.84%
Region | Technology | 2024-25 | 2025-26 | 2026-27 | 2027-28 | 2028-29 | 2029-30 | 2030-31 | 2031-32 | 2032-33 | 2033-34 | 2034-35 | 2035-36 | 2036-37 | 2037-38 | 2038-39 | 2039-40 | 2040-41 | 2041-42 | 2042-43 | 2043-44 | 2044-45 | 2045-46 | 2046-47 | 2047-48 | 2048-49 | 2049-50
VIC1 | Grid Battery pump | 6.755% | 15.34% | 12.91% | 11.32% | 8.467% | 7.08% | 6.845% | 6.109% | 5.695% | 5.44% | 4.83% | 5.248% | 5.343% | 4.526% | 4.734% | 4.599% | 4.425% | 4.288% | 4.574% | 4.584% | 4.788% | 4.94% | 4.322% | 4.392% | 4.514% | 4.481%
VIC1 | Pumped Hydro Pump | - | - | - | - | 32.62% | 35.15% | 36.95% | 36.81% | 35.75% | 33.28% | 32.51% | 33.78% | 36.01% | 32.32% | 33.71% | 34.63% | 32.78% | 31.95% | 34.45% | 34.94% | 37.01% | 38.4% | 33.86% | 35.47% | 35.75% | 35%
VIC1 | Coordinated CER storage pump | 11.17% | 9.705% | 10.42% | 10.8% | 9.25% | 9.411% | 10.91% | 12.06% | 12.78% | 13.25% | 12.92% | 14.56% | 15.56% | 13.93% | 14.88% | 14.81% | 14.61% | 14.24% | 15.42% | 15.37% | 16.13% | 16.57% | 15.03% | 15.82% | 15.8% | 15.51%
Region | Technology | 2024-25 | 2025-26 | 2026-27 | 2027-28 | 2028-29 | 2029-30 | 2030-31 | 2031-32 | 2032-33 | 2033-34 | 2034-35 | 2035-36 | 2036-37 | 2037-38 | 2038-39 | 2039-40 | 2040-41 | 2041-42 | 2042-43 | 2043-44 | 2044-45 | 2045-46 | 2046-47 | 2047-48 | 2048-49 | 2049-50
SA1 | Grid Battery pump | 5.995% | 5.073% | 5.484% | 5.523% | 4.959% | 5.164% | 5.605% | 5.294% | 5.548% | 5.517% | 5.151% | 5.202% | 5.32% | 5.023% | 5.083% | 5.008% | 4.821% | 11.91% | 12.35% | 17.37% | 20.24% | 21.6% | 19.73% | 20.55% | 22.18% | 20.15%
SA1 | Pumped Hydro Pump | bar: 2024-25 to 2049-50
SA1 | Coordinated CER storage pump | 11.75% | 9.704% | 10.11% | 10.26% | 9.158% | 9.618% | 10.13% | 9.87% | 10.46% | 10.63% | 10.5% | 11.08% | 11.38% | 11.16% | 11.5% | 11.57% | 11.59% | 11.33% | 12.02% | 11.94% | 12.55% | 12.99% | 12.7% | 12.94% | 13.05% | 13.09%
Region | Technology | 2024-25 | 2025-26 | 2026-27 | 2027-28 | 2028-29 | 2029-30 | 2030-31 | 2031-32 | 2032-33 | 2033-34 | 2034-35 | 2035-36 | 2036-37 | 2037-38 | 2038-39 | 2039-40 | 2040-41 | 2041-42 | 2042-43 | 2043-44 | 2044-45 | 2045-46 | 2046-47 | 2047-48 | 2048-49 | 2049-50
TAS1 | Grid Battery pump | 0% | 0.0102% | 0.01463% | 0.01549% | 0.01582% | 0.01477% | 0.01516% | 0.0176% | 0.01808% | 0.01828% | 0.02039% | 0.0235% | 0.02629% | 0.03176% | 0.03403% | 0.0387% | 0.04569% | 0.05054% | 0.05277% | 0.05817% | 0.06973% | 0.07242% | 0.0721% | 0.07718% | 0.08566% | 0.1004%
TAS1 | Pumped Hydro Pump | - | - | - | - | - | - | - | - | - | 29.61% | 28% | 28.28% | 29.88% | 26.82% | 27.84% | 29.02% | 27.22% | 27.96% | 30.14% | 31.83% | 32.58% | 33.28% | 29.25% | 31.57% | 31.56% | 28.46%
TAS1 | Coordinated CER storage pump | - | 4.557% | 7.966% | 6.593% | 5.667% | 5.493% | 8.077% | 8.394% | 9.183% | 10.59% | 9.795% | 11.51% | 12.61% | 11.42% | 11.62% | 12.13% | 11.45% | 11.76% | 11.87% | 12.56% | 12.88% | 14.04% | 12.31% | 13.73% | 13.38% | 13.2%

## Marinus_S2_Generation
Annual sent-out generation by technology (GWh) - Marinus_S2, Green Energy Exports scenario
Explicitly modelled generation
Region | Technology | 2024-25 | 2025-26 | 2026-27 | 2027-28 | 2028-29 | 2029-30 | 2030-31 | 2031-32 | 2032-33 | 2033-34 | 2034-35 | 2035-36 | 2036-37 | 2037-38 | 2038-39 | 2039-40 | 2040-41 | 2041-42 | 2042-43 | 2043-44 | 2044-45 | 2045-46 | 2046-47 | 2047-48 | 2048-49 | 2049-50
NEM | Black Coal | 77466.4881 | 59387.0484 | 50383.3039 | 46010.669 | 36011.6661 | 24282.2802 | 28290.6689 | 27518.6902 | 30386.1924 | 27359.984 | 24567.574 | 19330.8025 | 19643.6101 | 18985.3401 | 20578.3919 | 20124.0526 | 10157.6616 | 10181.4216 | 10124.4309 | 10562.9788 | 10684.6204 | 9436.3628 | 9867.308 | 10476.9994 | 10254.7412 | 9833.2236
NEM | Brown Coal | 30284.8893 | 25433.4305 | 21092.9342 | 12170.4111 | 7925.0541 | 6321.3025 | 6832.184 | 6328.9061 | 7524.0518 | 3884.6865 | 0 | 0 | 0 | 0 | 0 | 0 | 0 | 0 | 0 | 0 | 0 | 0 | 0 | 0 | 0 | 0
NEM | CCGT | 1635.2155 | 991.4664 | 1306.9841 | 4113.6945 | 4005.693 | 3928.8647 | 3801.0255 | 4199.9604 | 3976.9157 | 6813.4179 | 6912.795 | 7778.5462 | 7603.0938 | 7464.8406 | 7312.8654 | 6929.1849 | 7454.4227 | 10848.6501 | 11695.9261 | 9412.7736 | 8711.9551 | 7637.9478 | 13767.5203 | 13598.9067 | 13413.9703 | 13374.4298
NEM | Gas - Steam | 59.5401 | 2776.7152 | 2103.5122 | 2558.5854 | 2729.0408 | 2431.0623 | 184.7496 | 161.1515 | 916.6008 | 822.2968 | 1136.4858 | 548.8917 | 515.4756 | 435.5156 | 376.9475 | 0 | 0 | 0 | 0 | 0 | 0 | 0 | 0 | 0 | 0 | 0
NEM | OCGT / Diesel | 77.3598 | 65.0613 | 118.7377 | 1000.0406 | 1414.7314 | 1769.1511 | 479.54 | 510.5769 | 1362.7418 | 1400.6653 | 3884.0959 | 2917.6879 | 3940.9719 | 4388.1345 | 4570.157 | 7561.5888 | 13013.1058 | 9360.5895 | 8973.9017 | 12166.7809 | 8545.3862 | 9967.09 | 8593.6718 | 9892.5014 | 12741.8432 | 15049.4521
NEM | Hydro | 15098.4012 | 16995.4414 | 14127.3335 | 12584.1189 | 15088.6337 | 17460.6105 | 15214.1336 | 14788.5452 | 14378.357 | 17980.2948 | 17973.0497 | 17231.2997 | 15086.6748 | 18058.9032 | 15602.5367 | 14417.4258 | 14551.9106 | 13828.5204 | 14864.6996 | 16062.1359 | 14951.1712 | 13917.5599 | 17389.2534 | 15207.0311 | 14990.4198 | 15388.5063
NEM | Hydrogen Turbine | 0 | 2.4254 | 1219.3957 | 112.0262 | 890.3046 | 1011.552 | 0.18128 | 3.8508e-05 | 2.5771 | 0.725 | 0.54376 | 4.8982 | 1.1391 | 12.4776 | 0.30895 | 0.25007 | 1.2794 | 4.7281 | 0.55958 | 0.54235 | 16.2463 | 3.5461 | 3.4995 | 0.00017253 | 20.033 | 5.5426
NEM | Wind | 32542.6764 | 51206.0937 | 65457.5778 | 77822.3727 | 91873.7386 | 92449.1872 | 97320.0089 | 102973.3827 | 103369.2893 | 104350.6649 | 110046.3725 | 118484.8385 | 122840.7719 | 128128.825 | 129676.3434 | 131600.2627 | 133867.2539 | 133080.2781 | 131522.3336 | 127884.1161 | 131573.9945 | 131056.6825 | 128912.3946 | 128468.8372 | 128046.7848 | 129728.4131
NEM | Solar PV | 21890.2588 | 23043.9923 | 23131.4141 | 26232.6468 | 27444.2849 | 29122.4005 | 32844.7616 | 32557.9929 | 33280.8022 | 36308.1731 | 37167.8434 | 39014.1093 | 39313.5186 | 33967.7324 | 36215.9449 | 38010.1729 | 41950.1006 | 45942.3853 | 49677.7129 | 52963.4124 | 57460.5713 | 61737.6914 | 56184.2771 | 60291.4368 | 64514.2071 | 67160.4476
NEM | Grid Battery | 778.8738 | 1475.2784 | 2107.0089 | 2542.6651 | 2357.9458 | 2603.53 | 2864.6144 | 2908.9106 | 3067.4932 | 3162.7314 | 3454.4512 | 3712.7314 | 3720.4421 | 3272.8366 | 3410.0954 | 3360.2446 | 3231.3051 | 4663.8633 | 4815.2459 | 4706.3167 | 7608.1331 | 7287.7966 | 6649.6682 | 6658.8943 | 6620.1608 | 6196.2747
NEM | Pumped Hydro | 1201.5892 | 1416.0549 | 1510.4492 | 1476.3674 | 4910.2856 | 6237.3092 | 13086.7112 | 13059.4811 | 13675.3423 | 14741.3028 | 14935.2153 | 15592.3489 | 15324.2263 | 14263.9736 | 14325.1532 | 14673.7573 | 14358.6079 | 15026.1925 | 15999.6648 | 16946.9502 | 17383.2502 | 17712.351 | 15892.5821 | 16043.5868 | 17182.4285 | 16416.7388
NEM | Coordinated CER storage | 89.1028 | 90.3703 | 113.237 | 135.3447 | 142.2584 | 172.4989 | 228.363 | 292.0888 | 383.4477 | 480.1719 | 577.9966 | 757.1266 | 929.7063 | 1053.9615 | 1304.2018 | 1527.441 | 1738.0964 | 1982.4575 | 2339.1234 | 2615.5194 | 3056.7729 | 3481.2778 | 3682.607 | 4221.9444 | 4659.2136 | 5048.8458
Total excluding storage |  | 181124.395 | 182883.3782 | 182671.8884 | 186758.9426 | 194793.637 | 187789.7489 | 201146.942 | 205299.6864 | 212323.8112 | 217305.1144 | 220656.4232 | 225373.281 | 228919.6304 | 230032.5407 | 233372.946 | 238204.3807 | 240323.7439 | 244919.0864 | 250013.5985 | 253321.5262 | 259992.1011 | 262238.3059 | 260942.7821 | 264860.1383 | 272443.8025 | 278201.8743
Region | Technology | 2024-25 | 2025-26 | 2026-27 | 2027-28 | 2028-29 | 2029-30 | 2030-31 | 2031-32 | 2032-33 | 2033-34 | 2034-35 | 2035-36 | 2036-37 | 2037-38 | 2038-39 | 2039-40 | 2040-41 | 2041-42 | 2042-43 | 2043-44 | 2044-45 | 2045-46 | 2046-47 | 2047-48 | 2048-49 | 2049-50
NSW1 | Black Coal | 36430.75 | 25477.4471 | 21776.0134 | 23276.7193 | 15551.616 | 10137.4646 | 11804.8519 | 10963.7431 | 12594.6684 | 8953.825 | 7637.2124 | 8256.9343 | 8712.0677 | 8268.2756 | 8872.9925 | 8789.091 | 0 | 0 | 0 | 0 | 0 | 0 | 0 | 0 | 0 | 0
NSW1 | Brown Coal | 0 | 0 | 0 | 0 | 0 | 0 | 0 | 0 | 0 | 0 | 0 | 0 | 0 | 0 | 0 | 0 | 0 | 0 | 0 | 0 | 0 | 0 | 0 | 0 | 0 | 0
NSW1 | CCGT | 16.5317 | 34.9494 | 69.4594 | 757.0259 | 808.9588 | 787.5516 | 881.5723 | 812.4312 | 728.9445 | 1646.5304 | 1778.7746 | 1543.0635 | 1396.8936 | 1725.9464 | 1574.2602 | 1691.8673 | 1892.4975 | 1549.7131 | 1988.673 | 0.012022 | 0.011357 | 0.011971 | 0.011908 | 0.011848 | 0.011575 | 0.011605
NSW1 | Gas - Steam | 0 | 0 | 0 | 0 | 0 | 0 | 0 | 0 | 0 | 0 | 0 | 0 | 0 | 0 | 0 | 0 | 0 | 0 | 0 | 0 | 0 | 0 | 0 | 0 | 0 | 0
NSW1 | OCGT / Diesel | 5.073 | 58.5306 | 48.4576 | 308.6865 | 419.5287 | 721.9002 | 10.2685 | 2.0735 | 318.2703 | 95.7537 | 1432.8949 | 916.5563 | 1315.5994 | 759.1963 | 730.4161 | 1636.7352 | 4087.8262 | 2003.3968 | 2095.0053 | 3240.0922 | 1707.3988 | 1591.832 | 1420.0006 | 2246.051 | 2283.0107 | 2792.4128
NSW1 | Hydro | 3399.2718 | 3262.5339 | 3468.1824 | 2848.9585 | 3773.242 | 3346.8841 | 2744.32 | 2816.1572 | 2598.3182 | 3193.576 | 3392.3345 | 3192.8479 | 2583.3124 | 3802.4381 | 3190.2795 | 2761.5788 | 2865.9088 | 2716.2581 | 3224.3469 | 3496.0509 | 3264.6415 | 2864.3286 | 4008.0081 | 3215.0284 | 3143.7901 | 3115.1168
NSW1 | Hydrogen Turbine | 0 | 0 | 0 | 0 | 0 | 0 | 0 | 0 | 0 | 0 | 0 | 0 | 0 | 0 | 0 | 0 | 0 | 0 | 0 | 0 | 0 | 0 | 0 | 0 | 0 | 0
NSW1 | Wind | 7791.1811 | 19537.9482 | 22943.691 | 25809.6809 | 29812.1058 | 27517.9242 | 29292.7806 | 30442.9573 | 30726.0235 | 30428.3436 | 30567.8451 | 31906.6579 | 31937.8386 | 36438.5045 | 33001.6071 | 34940.7248 | 33810.8207 | 34704.7654 | 34158.9283 | 32253.6157 | 33706.8443 | 34251.0568 | 34455.3268 | 31730.0973 | 33396.2647 | 32288.9546
NSW1 | Solar PV | 9730.5259 | 10958.4642 | 12199.6745 | 12525.5854 | 15171.9021 | 15825.6815 | 17777.3687 | 17608.8997 | 17736.8923 | 17503.4775 | 16998.1917 | 17914.4544 | 18043.651 | 15672.9152 | 16112.3719 | 17346.4487 | 20074.2867 | 24112.8474 | 26952.5742 | 27744.5023 | 30230.131 | 32937.853 | 30815.6102 | 32480.2091 | 35583.1931 | 34819.5141
NSW1 | Grid Battery | 177.0444 | 687.0632 | 1012.0911 | 1078.2854 | 982.7229 | 1040.2252 | 1081.1563 | 1058.6871 | 1088.1362 | 1059.48 | 993.1847 | 1068.6077 | 1041.9374 | 961.7868 | 1007.9309 | 1008.3837 | 979.2157 | 1521.4533 | 1545.5493 | 1497.3886 | 3912.0815 | 3497.8888 | 3019.8976 | 3134.9277 | 3164.0324 | 3048.456
NSW1 | Pumped Hydro | 356.7069 | 309.5442 | 367.1876 | 352.7067 | 3293.6529 | 4376.5024 | 7340.4008 | 7463.6649 | 7746.4865 | 7698.2669 | 7921.9101 | 8287.3109 | 7924.4458 | 7708.0662 | 7332.2753 | 7619.033 | 7455.1006 | 7594.8621 | 8147.28 | 8823.0938 | 9079.8625 | 9362.3717 | 8446.4251 | 8222.8348 | 9152.1423 | 8233.5799
NSW1 | Coordinated CER storage | 13.5797 | 15.7342 | 21.2083 | 27.1935 | 30.5439 | 37.6472 | 54.0761 | 76.0339 | 106.2121 | 139.1624 | 169.8753 | 232.4409 | 289.5211 | 340.9253 | 432.2228 | 519.6146 | 595.1706 | 696.617 | 815.5939 | 901.4848 | 1065.4557 | 1214.2375 | 1321.2378 | 1511.7752 | 1683.8895 | 1801.2356
Total excluding storage |  | 57920.6645 | 60342.2149 | 61905.9655 | 66984.8421 | 69844.2731 | 63791.781 | 70986.7952 | 71244.648 | 73643.952 | 70718.4157 | 70892.2233 | 73318.8739 | 73245.267 | 75678.0545 | 72254.3564 | 76313.4772 | 71760.8269 | 74899.9134 | 78927.9509 | 77956.2404 | 82966.4268 | 85719.5803 | 83486.5181 | 82540.9354 | 88406.3344 | 86099.2814
Region | Technology | 2024-25 | 2025-26 | 2026-27 | 2027-28 | 2028-29 | 2029-30 | 2030-31 | 2031-32 | 2032-33 | 2033-34 | 2034-35 | 2035-36 | 2036-37 | 2037-38 | 2038-39 | 2039-40 | 2040-41 | 2041-42 | 2042-43 | 2043-44 | 2044-45 | 2045-46 | 2046-47 | 2047-48 | 2048-49 | 2049-50
QLD1 | Black Coal | 41035.7381 | 33909.6013 | 28607.2905 | 22733.9497 | 20460.0501 | 14144.8156 | 16485.8171 | 16554.9471 | 17791.524 | 18406.159 | 16930.3616 | 11073.8682 | 10931.5424 | 10717.0645 | 11705.3994 | 11334.9616 | 10157.6616 | 10181.4216 | 10124.4309 | 10562.9788 | 10684.6204 | 9436.3628 | 9867.308 | 10476.9994 | 10254.7412 | 9833.2236
QLD1 | Brown Coal | 0 | 0 | 0 | 0 | 0 | 0 | 0 | 0 | 0 | 0 | 0 | 0 | 0 | 0 | 0 | 0 | 0 | 0 | 0 | 0 | 0 | 0 | 0 | 0 | 0 | 0
QLD1 | CCGT | 890.6752 | 830.5668 | 860.5584 | 2087.9782 | 1870.252 | 2000.4829 | 1570.6258 | 2164.2206 | 1860.9337 | 3240.9898 | 3230.9043 | 4592.1868 | 4364.6196 | 5738.8823 | 5738.5936 | 5237.3056 | 5561.9134 | 9298.925 | 9707.2408 | 9412.7497 | 8711.9325 | 7637.9242 | 13767.4964 | 13598.883 | 13413.9469 | 13374.4067
QLD1 | Gas - Steam | 0 | 0 | 0 | 0 | 0 | 0 | 0 | 0 | 0 | 0 | 0 | 0 | 0 | 0 | 0 | 0 | 0 | 0 | 0 | 0 | 0 | 0 | 0 | 0 | 0 | 0
QLD1 | OCGT / Diesel | 0.00010851 | 0.00013908 | 0.00015613 | 41.2954 | 38.2532 | 42.5994 | 1.6778 | 0.00035669 | 10.8255 | 17.9525 | 98.8296 | 685.0445 | 1310.8193 | 1271.043 | 1466.2222 | 2547.6268 | 4663.2841 | 2075.0923 | 2389.4183 | 3094.333 | 3161.1447 | 4337.9622 | 2964.1292 | 3554.4423 | 5004.8881 | 6614.4036
QLD1 | Hydro | 705.0169 | 662.5024 | 662.0987 | 687.4348 | 684.3499 | 684.9041 | 639.0703 | 691.2542 | 709.338 | 718.96 | 702.8916 | 710.2584 | 706.1751 | 260.0679 | 266.5461 | 260.3535 | 268.9348 | 269.7739 | 0 | 0 | 0 | 0 | 0 | 0 | 0 | 0
QLD1 | Hydrogen Turbine | 0 | 0 | 878.852 | 111.0172 | 887.4329 | 977.7745 | 0.18127 | 2.3818e-05 | 0.34066 | 0.72498 | 0.54374 | 2.4432 | 2.6229e-05 | 7.9194 | 3.2562e-05 | 3.6608e-05 | 4.2015e-05 | 2.364 | 0.55953 | 0.36254 | 6.5374 | 1.7731 | 1.6882 | 8.3314e-05 | 12.5908 | 1.9701
QLD1 | Wind | 5564.8367 | 9617.9335 | 16672.105 | 19712.3032 | 24558.7746 | 24554.3573 | 26634.243 | 25918.3862 | 26655.2209 | 24819.4598 | 27361.8419 | 28648.6054 | 28903.7488 | 29424.1581 | 29193.4793 | 29895.5147 | 29249.2606 | 31267.7182 | 29640.9128 | 29162.5915 | 28661.7118 | 28587.3332 | 29343.598 | 29086.8075 | 29583.0112 | 28685.5418
QLD1 | Solar PV | 8576.8883 | 7772.9154 | 6710.3469 | 8420.4319 | 7064.3299 | 7708.359 | 9285.739 | 9405.604 | 9665.8887 | 13046.4697 | 14259.7667 | 15121.9242 | 15138.4076 | 12583.7238 | 14065.3469 | 14637.7412 | 16067.2967 | 15764.8863 | 16494.4947 | 18216.679 | 18886.8118 | 19470.863 | 15680.0113 | 17645.8796 | 18955.3577 | 23414.77
QLD1 | Grid Battery | 179.0374 | 160.2773 | 180.4857 | 187.7319 | 178.5121 | 191.3522 | 185.4696 | 184.6044 | 188.8545 | 178.2044 | 179.0861 | 178.8502 | 168.7111 | 166.8083 | 172.212 | 169.0766 | 165.3555 | 750.375 | 751.9114 | 741.0974 | 839.5221 | 837.8801 | 994.7921 | 1016.1935 | 1009.0535 | 1017.1891
QLD1 | Pumped Hydro | 844.8823 | 1106.5107 | 1143.2616 | 1123.6607 | 929.6388 | 1120.5862 | 4968.1061 | 4826.0198 | 5172.1048 | 5718.5732 | 5670.6291 | 5867.3956 | 5815.6511 | 5111.3946 | 5506.5643 | 5492.2182 | 5452.3145 | 5524.6114 | 5798.9322 | 5969.9192 | 6049.7291 | 6071.4292 | 5388.9319 | 5679.7235 | 5829.9542 | 6165.4478
QLD1 | Coordinated CER storage | 6.2088 | 7.2412 | 10.4999 | 13.743 | 16.3139 | 21.6401 | 31.7287 | 46.4613 | 67.4375 | 88.1155 | 117.9881 | 153.2678 | 186.0936 | 226.3235 | 285.1138 | 335.7746 | 393.9346 | 458.2253 | 533.87 | 608.5477 | 704.8929 | 801.2702 | 858.108 | 992.3872 | 1085.631 | 1222.8562
Total excluding storage |  | 57803.2837 | 54067.5488 | 55725.4988 | 55119.546 | 56687.9074 | 51446.8713 | 59802.6588 | 59791.4978 | 62122.4683 | 66235.6088 | 68552.8427 | 67033.8443 | 67525.7686 | 65507.3855 | 68399.4776 | 69910.573 | 71979.9558 | 75593.393 | 75441.7707 | 77769.2589 | 77706.9027 | 77182.798 | 78866.063 | 82051.3161 | 85149.1746 | 90329.8089
Region | Technology | 2024-25 | 2025-26 | 2026-27 | 2027-28 | 2028-29 | 2029-30 | 2030-31 | 2031-32 | 2032-33 | 2033-34 | 2034-35 | 2035-36 | 2036-37 | 2037-38 | 2038-39 | 2039-40 | 2040-41 | 2041-42 | 2042-43 | 2043-44 | 2044-45 | 2045-46 | 2046-47 | 2047-48 | 2048-49 | 2049-50
VIC1 | Black Coal | 0 | 0 | 0 | 0 | 0 | 0 | 0 | 0 | 0 | 0 | 0 | 0 | 0 | 0 | 0 | 0 | 0 | 0 | 0 | 0 | 0 | 0 | 0 | 0 | 0 | 0
VIC1 | Brown Coal | 30284.8893 | 25433.4305 | 21092.9342 | 12170.4111 | 7925.0541 | 6321.3025 | 6832.184 | 6328.9061 | 7524.0518 | 3884.6865 | 0 | 0 | 0 | 0 | 0 | 0 | 0 | 0 | 0 | 0 | 0 | 0 | 0 | 0 | 0 | 0
VIC1 | CCGT | 0 | 0 | 0 | 0 | 0 | 0 | 0 | 0 | 0 | 0 | 0 | 0 | 0 | 0 | 0 | 0 | 0 | 0 | 0 | 0 | 0 | 0 | 0 | 0 | 0 | 0
VIC1 | Gas - Steam | 8.1075 | 858.9383 | 2103.5122 | 2558.5854 | 2729.0408 | 2431.0623 | 184.7496 | 161.1515 | 916.6008 | 822.2968 | 1136.4858 | 548.8917 | 515.4756 | 435.5156 | 376.9475 | 0 | 0 | 0 | 0 | 0 | 0 | 0 | 0 | 0 | 0 | 0
VIC1 | OCGT / Diesel | 1.274 | 0.00015917 | 10.7867 | 160.3539 | 335.4921 | 250.6806 | 83.8828 | 75.8361 | 301.156 | 179.2899 | 897.3561 | 452.8845 | 345.8526 | 514.4306 | 238.8921 | 747.8612 | 1216.2374 | 1430.2007 | 509.958 | 1492.9363 | 1126.4223 | 1323.3711 | 1551.8711 | 1052.3716 | 2253.492 | 2518.8433
VIC1 | Hydro | 3326.648 | 3440.2677 | 3249.3762 | 2721.9554 | 4076.9947 | 3403.979 | 2941.6786 | 2951.145 | 2675.5594 | 3257.8833 | 3376.8304 | 3221.035 | 2688.7532 | 4052.5821 | 3378.112 | 2925.116 | 2922.9655 | 2669.8527 | 3257.0973 | 3378.1727 | 3198.3799 | 2693.7332 | 4049.1271 | 3388.707 | 2925.0981 | 2930.5026
VIC1 | Hydrogen Turbine | 0 | 0 | 0 | 0 | 0 | 0 | 0 | 0 | 0 | 0 | 0 | 0 | 0 | 0 | 0 | 0 | 0 | 0 | 0 | 0 | 0 | 0 | 0 | 0 | 0 | 0
VIC1 | Wind | 11049.7553 | 13449.2703 | 13306.5633 | 17810.5473 | 21320.5267 | 23589.5937 | 23285.6961 | 27272.8798 | 27209.5047 | 29899.2198 | 32535.7058 | 37239.8114 | 40934.224 | 41684.5915 | 46577.8363 | 47452.4281 | 50063.7652 | 45253.6732 | 46128.87 | 45582.3915 | 46776.3914 | 44479.698 | 42610.1937 | 44354.0674 | 42763.7913 | 44929.4792
VIC1 | Solar PV | 2267.176 | 2559.2304 | 2166.7205 | 2544.2381 | 2567.7525 | 2810.9878 | 2952.9023 | 2819.3473 | 3014.9559 | 2972.5048 | 3124.9367 | 3204.6076 | 3229.4746 | 3006.9156 | 3142.3953 | 3084.5827 | 2969.2174 | 3095.04 | 3037.7254 | 2831.2029 | 4535.0343 | 4899.3085 | 5234.6443 | 5610.4677 | 5526.9672 | 4618.0584
VIC1 | Grid Battery | 187.455 | 429.0486 | 698.749 | 1060.5734 | 1001.6253 | 1169.9459 | 1389.9699 | 1469.641 | 1585.2396 | 1720.6982 | 2100.9837 | 2282.2602 | 2322.6498 | 1967.5206 | 2051.6383 | 2006.0956 | 1917.6123 | 1775.9723 | 1881.3126 | 1896.9192 | 1976.6054 | 2032.3195 | 1789.6967 | 1632.6911 | 1579.9204 | 1345.2055
VIC1 | Pumped Hydro | 0 | 0 | 0 | 0 | 686.9914 | 740.218 | 778.2006 | 769.7925 | 756.7462 | 696.5315 | 688.2797 | 713.7916 | 754.1432 | 684.9162 | 708.2284 | 731.2185 | 682.8191 | 680.5196 | 722.7415 | 738.816 | 779.4307 | 801.2811 | 720.7028 | 739.4793 | 760.5545 | 737.08
VIC1 | Coordinated CER storage | 12.5619 | 14.9486 | 20.7579 | 26.9462 | 29.0581 | 36.4401 | 53.1257 | 73.9627 | 98.4444 | 127.5097 | 153.9636 | 212.0809 | 273.4467 | 292.5883 | 368.2993 | 430.2002 | 488.0077 | 548.5458 | 672.2173 | 761.3126 | 897.4559 | 1029.9546 | 1046.7735 | 1215.2392 | 1345.8953 | 1444.5203
Total excluding storage |  | 47137.8671 | 46185.1346 | 42649.4 | 39053.6107 | 40672.5358 | 40754.2099 | 38502.3896 | 41922.662 | 44082.2587 | 43560.6206 | 44014.5419 | 47875.3628 | 51064.0196 | 52639.0605 | 56842.3491 | 57377.5023 | 60260.6245 | 55453.8043 | 56209.922 | 56681.7512 | 59289.7199 | 57259.666 | 57003.0091 | 57993.0231 | 57155.7187 | 58523.6893
Region | Technology | 2024-25 | 2025-26 | 2026-27 | 2027-28 | 2028-29 | 2029-30 | 2030-31 | 2031-32 | 2032-33 | 2033-34 | 2034-35 | 2035-36 | 2036-37 | 2037-38 | 2038-39 | 2039-40 | 2040-41 | 2041-42 | 2042-43 | 2043-44 | 2044-45 | 2045-46 | 2046-47 | 2047-48 | 2048-49 | 2049-50
SA1 | Black Coal | 0 | 0 | 0 | 0 | 0 | 0 | 0 | 0 | 0 | 0 | 0 | 0 | 0 | 0 | 0 | 0 | 0 | 0 | 0 | 0 | 0 | 0 | 0 | 0 | 0 | 0
SA1 | Brown Coal | 0 | 0 | 0 | 0 | 0 | 0 | 0 | 0 | 0 | 0 | 0 | 0 | 0 | 0 | 0 | 0 | 0 | 0 | 0 | 0 | 0 | 0 | 0 | 0 | 0 | 0
SA1 | CCGT | 728.0086 | 125.9502 | 376.9662 | 1268.6903 | 1326.4821 | 1140.8301 | 1348.8271 | 1223.3084 | 1387.0372 | 1925.8972 | 1903.1156 | 1643.2955 | 1841.5802 | 0.011339 | 0.011131 | 0.011452 | 0.011264 | 0.011348 | 0.011678 | 0.011289 | 0.010644 | 0.011073 | 0.011251 | 0.011065 | 0.011017 | 0.010677
SA1 | Gas - Steam | 51.4326 | 1917.7769 | 0 | 0 | 0 | 0 | 0 | 0 | 0 | 0 | 0 | 0 | 0 | 0 | 0 | 0 | 0 | 0 | 0 | 0 | 0 | 0 | 0 | 0 | 0 | 0
SA1 | OCGT / Diesel | 71.0127 | 6.5304 | 59.4932 | 489.7048 | 621.4573 | 753.9708 | 383.7107 | 431.7886 | 725.6287 | 1032.1249 | 1346.2405 | 816.964 | 899.6444 | 1777.5955 | 2091.4485 | 2555.4047 | 3007.8379 | 3833.7566 | 3970.9 | 4334.0971 | 2538.6803 | 2705.4986 | 2645.0906 | 3028.3838 | 3179.6157 | 3113.6606
SA1 | Hydro | 0 | 0 | 0 | 0 | 0 | 0 | 0 | 0 | 0 | 0 | 0 | 0 | 0 | 0 | 0 | 0 | 0 | 0 | 0 | 0 | 0 | 0 | 0 | 0 | 0 | 0
SA1 | Hydrogen Turbine | 0 | 2.4254 | 340.5437 | 1.0091 | 2.8717 | 33.7774 | 1.4537e-05 | 1.469e-05 | 2.2365 | 1.9189e-05 | 2.1794e-05 | 2.4551 | 1.139 | 4.5582 | 0.30892 | 0.25003 | 1.2793 | 2.364 | 5.1394e-05 | 0.17981 | 9.7088 | 1.7731 | 1.8113 | 8.9218e-05 | 7.4422 | 3.5725
SA1 | Wind | 6509.7161 | 6807.4189 | 9507.7274 | 10158.8092 | 11660.7907 | 11820.2295 | 11707.7666 | 12326.4167 | 11305.9643 | 11113.4646 | 10648.3147 | 11254.4086 | 10697.4876 | 10623.3184 | 10562.5484 | 9685.6373 | 10836.5328 | 11377.6726 | 11367.1677 | 10204.7502 | 11907.2392 | 12436.0995 | 11761.738 | 12307.7199 | 12101.7499 | 13298.8911
SA1 | Solar PV | 1315.6686 | 1753.3823 | 2054.672 | 2742.3913 | 2640.3003 | 2777.3719 | 2828.7514 | 2724.1416 | 2863.065 | 2785.7206 | 2784.9478 | 2773.1226 | 2901.985 | 2704.1774 | 2895.8303 | 2941.3993 | 2839.2989 | 2969.6105 | 3192.9173 | 4171.0269 | 3808.5929 | 4429.6655 | 4454.01 | 4554.8791 | 4448.6875 | 4308.1036
SA1 | Grid Battery | 235.337 | 198.8878 | 215.681 | 216.0722 | 195.0831 | 202.0045 | 208.0163 | 195.9755 | 205.2602 | 204.3461 | 181.1937 | 183.0098 | 187.1398 | 176.7161 | 178.3091 | 176.683 | 169.1148 | 616.0553 | 636.4647 | 570.9029 | 879.9139 | 919.6975 | 845.2712 | 875.0707 | 867.1418 | 785.4093
SA1 | Pumped Hydro | 0 | 0 | 0 | 0 | 0.00094497 | 0.00096342 | 0.0011167 | 0.0011582 | 0.001262 | 0.0012172 | 0.0012156 | 0.0015275 | 0.0015281 | 0.0015108 | 0.0015179 | 0.0015682 | 0.0016087 | 0.0025989 | 0.0025721 | 0.0027456 | 0.0034739 | 0.003503 | 0.0033012 | 0.0033443 | 0.003442 | 0.0035529
SA1 | Coordinated CER storage | 56.6314 | 52.0394 | 59.8216 | 66.4836 | 65.2855 | 75.5059 | 87.2759 | 92.9852 | 107.9137 | 120.565 | 130.8021 | 151.6037 | 170.4621 | 183.0106 | 205.0851 | 225.1401 | 242.5625 | 256.9858 | 291.8585 | 313.0118 | 352.4395 | 390.9134 | 411.7082 | 446.7077 | 482.9065 | 513.7131
Total excluding storage |  | 8967.8071 | 10864.4113 | 12614.9052 | 14943.1604 | 16512.2717 | 16803.6912 | 16564.3491 | 16994.6171 | 16597.1069 | 17182.1196 | 16994.6158 | 16824.8607 | 16699.4397 | 15469.389 | 15933.543 | 15584.5275 | 17096.6391 | 19056.4588 | 19459.3224 | 19593.9829 | 19496.5886 | 20883.6621 | 20119.6439 | 21212.7756 | 21087.5582 | 22023.3645
Region | Technology | 2024-25 | 2025-26 | 2026-27 | 2027-28 | 2028-29 | 2029-30 | 2030-31 | 2031-32 | 2032-33 | 2033-34 | 2034-35 | 2035-36 | 2036-37 | 2037-38 | 2038-39 | 2039-40 | 2040-41 | 2041-42 | 2042-43 | 2043-44 | 2044-45 | 2045-46 | 2046-47 | 2047-48 | 2048-49 | 2049-50
TAS1 | Black Coal | 0 | 0 | 0 | 0 | 0 | 0 | 0 | 0 | 0 | 0 | 0 | 0 | 0 | 0 | 0 | 0 | 0 | 0 | 0 | 0 | 0 | 0 | 0 | 0 | 0 | 0
TAS1 | Brown Coal | 0 | 0 | 0 | 0 | 0 | 0 | 0 | 0 | 0 | 0 | 0 | 0 | 0 | 0 | 0 | 0 | 0 | 0 | 0 | 0 | 0 | 0 | 0 | 0 | 0 | 0
TAS1 | CCGT | 0 | 0 | 4.2384e-05 | 5.4078e-05 | 5.1903e-05 | 5.067e-05 | 0.00024476 | 0.00024377 | 0.00030856 | 0.00046001 | 0.00045036 | 0.00043972 | 0.00043927 | 0.00045488 | 0.00045263 | 0.00053817 | 0.00052974 | 0.0006201 | 0.00062645 | 0.00061331 | 0.00060079 | 0.00060728 | 0.00072916 | 0.00074419 | 0.00085008 | 0.0008252
TAS1 | Gas - Steam | 0 | 0 | 0 | 0 | 0 | 0 | 0 | 0 | 0 | 0 | 0 | 0 | 0 | 0 | 0 | 0 | 0 | 0 | 0 | 0 | 0 | 0 | 0 | 0 | 0 | 0
TAS1 | OCGT / Diesel | 6.1771e-05 | 4.6294e-05 | 5.0779e-05 | 7.461e-05 | 6.0424e-05 | 5.4157e-05 | 0.00022749 | 0.87832 | 6.8614 | 75.5442 | 108.7747 | 46.2387 | 69.0562 | 65.8692 | 43.178 | 73.9609 | 37.9202 | 18.143 | 8.6202 | 5.3222 | 11.74 | 8.4261 | 12.5803 | 11.2526 | 20.8367 | 10.1319
TAS1 | Hydro | 7667.4645 | 9630.1373 | 6747.6761 | 6325.7702 | 6554.0471 | 10024.8433 | 8889.0647 | 8329.9887 | 8395.1414 | 10809.8755 | 10500.9932 | 10107.1584 | 9108.434 | 9943.8151 | 8767.5992 | 8470.3774 | 8494.1015 | 8172.6357 | 8383.2554 | 9187.9123 | 8488.1499 | 8359.4981 | 9332.1182 | 8603.2957 | 8921.5317 | 9342.8869
TAS1 | Hydrogen Turbine | 0 | 0 | 0 | 0 | 0 | 0 | 0 | 0 | 0 | 0 | 0 | 0 | 0 | 0 | 0 | 0 | 0 | 0 | 0 | 0 | 0 | 0 | 0 | 0 | 0 | 0
TAS1 | Wind | 1627.1871 | 1793.5227 | 3027.4911 | 4331.0321 | 4521.5407 | 4967.0825 | 6399.5225 | 7012.7428 | 7472.5759 | 8090.1771 | 8932.6651 | 9435.3552 | 10367.4729 | 9958.2525 | 10340.8723 | 9625.9578 | 9906.8747 | 10476.4487 | 10226.4549 | 10680.7672 | 10521.8079 | 11302.495 | 10741.538 | 10990.1451 | 10201.9677 | 10525.5464
TAS1 | Solar PV | 0 | 5.3797e-05 | 0.00012235 | 0.0001531 | 0.00016397 | 0.00019793 | 0.00023869 | 0.00022891 | 0.00029345 | 0.00048709 | 0.00045633 | 0.00047609 | 0.00047458 | 0.00040859 | 0.00043561 | 0.0010262 | 0.00092105 | 0.001143 | 0.0013276 | 0.0012356 | 0.0012619 | 0.0013541 | 0.001284 | 0.0013523 | 0.001595 | 0.0014095
TAS1 | Grid Battery | 0 | 0.0015028 | 0.0021572 | 0.0022838 | 0.0023326 | 0.0021781 | 0.0022371 | 0.0025952 | 0.0026667 | 0.0026968 | 0.0030067 | 0.0034688 | 0.0038748 | 0.0046884 | 0.0050192 | 0.0057135 | 0.00674 | 0.0074628 | 0.0077867 | 0.008585 | 0.010305 | 0.010687 | 0.010657 | 0.011398 | 0.012661 | 0.014834
TAS1 | Pumped Hydro | 0 | 0 | 0 | 0 | 0.0015303 | 0.0016929 | 0.0025695 | 0.0028348 | 0.0035187 | 627.9299 | 654.3951 | 723.8493 | 829.9847 | 759.5952 | 778.0836 | 831.286 | 768.372 | 1226.1967 | 1330.7085 | 1415.1184 | 1474.2244 | 1477.2655 | 1336.5191 | 1401.5459 | 1439.7741 | 1280.6275
TAS1 | Coordinated CER storage | 0.12091 | 0.4069 | 0.94934 | 0.97847 | 1.0571 | 1.2656 | 2.1565 | 2.6457 | 3.4399 | 4.8193 | 5.3674 | 7.7333 | 10.1828 | 11.1137 | 13.4809 | 16.7114 | 18.421 | 22.0837 | 25.5837 | 31.1623 | 36.5289 | 44.9021 | 44.7796 | 55.8352 | 60.8913 | 66.5206
Total excluding storage |  | 9294.7726 | 11424.0685 | 9776.1189 | 10657.7833 | 11076.6491 | 14993.1955 | 15290.7493 | 15346.2615 | 15878.0254 | 19608.3497 | 20202.1995 | 20320.3393 | 20385.1355 | 20738.6512 | 19943.2199 | 19018.3007 | 19225.6976 | 19915.517 | 19974.6324 | 21320.2929 | 20532.4632 | 21192.5995 | 21467.5478 | 21062.088 | 20645.0166 | 21225.7303
Explicitly modelled pumping
Region | Technology | 2024-25 | 2025-26 | 2026-27 | 2027-28 | 2028-29 | 2029-30 | 2030-31 | 2031-32 | 2032-33 | 2033-34 | 2034-35 | 2035-36 | 2036-37 | 2037-38 | 2038-39 | 2039-40 | 2040-41 | 2041-42 | 2042-43 | 2043-44 | 2044-45 | 2045-46 | 2046-47 | 2047-48 | 2048-49 | 2049-50
NEM | Grid Battery pump | 922.88 | 1753.163 | 2499.4821 | 3030.9172 | 2795.8342 | 3096.2192 | 3406.4031 | 3463.5662 | 3647.4745 | 3759.2695 | 4109.2508 | 4411.6026 | 4424.1686 | 3896.1163 | 4061.5171 | 3985.9395 | 3855.0031 | 5528.7909 | 5729.4773 | 5581.9536 | 9080.4071 | 8718.1863 | 7904.7403 | 7948.2204 | 7884.8803 | 7387.2669
NEM | Pumped Hydro Pump | 3336.5914 | 3285.0684 | 3832.0348 | 3772.9364 | 7719.6642 | 9707.2363 | 18772.0694 | 18865.1603 | 19386.6732 | 20944.4567 | 20925.3451 | 22096.7622 | 22044.2231 | 19975.0464 | 20005.46 | 20780.9597 | 20501.9864 | 21091.7771 | 23093.3709 | 23565.1893 | 24638.098 | 25403.5161 | 22546.8786 | 22681.4778 | 24339.0474 | 23150.8998
NEM | Coordinated CER storage pump | 104.772 | 106.3655 | 132.9938 | 159.6011 | 167.0267 | 203.1379 | 268.4308 | 344.1084 | 451.0122 | 564.9192 | 680.4783 | 890.0905 | 1093.6274 | 1241.7691 | 1535.1796 | 1794.2742 | 2050.7106 | 2327.0939 | 2755.1609 | 3073.8587 | 3595.4926 | 4104.9869 | 4323.8414 | 4972.4844 | 5475.4514 | 5939.575
Region | Technology | 2024-25 | 2025-26 | 2026-27 | 2027-28 | 2028-29 | 2029-30 | 2030-31 | 2031-32 | 2032-33 | 2033-34 | 2034-35 | 2035-36 | 2036-37 | 2037-38 | 2038-39 | 2039-40 | 2040-41 | 2041-42 | 2042-43 | 2043-44 | 2044-45 | 2045-46 | 2046-47 | 2047-48 | 2048-49 | 2049-50
NSW1 | Grid Battery pump | 208.7028 | 820.3835 | 1208.9939 | 1293.7483 | 1171.9579 | 1244.5864 | 1294.214 | 1268.7731 | 1300.5959 | 1267.0362 | 1190.9841 | 1276.3419 | 1247.1832 | 1154.5667 | 1204.4831 | 1204.9899 | 1175.4358 | 1806.7879 | 1839.51 | 1781.4721 | 4690.6666 | 4203.3869 | 3604.2576 | 3754.8609 | 3789.0483 | 3650.2063
NSW1 | Pumped Hydro Pump | 2135.1026 | 1747.1642 | 2251.3677 | 2209.2918 | 5526.6675 | 7179.9164 | 11151.1599 | 11415.0598 | 11574.112 | 11631.1972 | 11592.2333 | 12471.1119 | 12196.6561 | 11275.5171 | 10811.6483 | 11445.6284 | 11276.0946 | 11283.4404 | 12701.8985 | 12850.3326 | 13656.2353 | 14251.3381 | 12779.5547 | 12309.1618 | 13710.0967 | 12354.1812
NSW1 | Coordinated CER storage pump | 15.9761 | 18.4711 | 24.9509 | 32.0706 | 35.8558 | 44.2908 | 63.619 | 89.6359 | 124.8799 | 163.6397 | 200.2159 | 273.0691 | 340.6131 | 402.2435 | 508.0816 | 610.5722 | 702.1843 | 817.5692 | 959.5253 | 1060.6088 | 1253.4323 | 1432.4714 | 1550.4408 | 1778.884 | 1980.8977 | 2118.9243
Region | Technology | 2024-25 | 2025-26 | 2026-27 | 2027-28 | 2028-29 | 2029-30 | 2030-31 | 2031-32 | 2032-33 | 2033-34 | 2034-35 | 2035-36 | 2036-37 | 2037-38 | 2038-39 | 2039-40 | 2040-41 | 2041-42 | 2042-43 | 2043-44 | 2044-45 | 2045-46 | 2046-47 | 2047-48 | 2048-49 | 2049-50
QLD1 | Grid Battery pump | 211.4557 | 189.305 | 212.6296 | 222.0278 | 210.8217 | 225.6824 | 219.0457 | 218.555 | 222.5047 | 210.4881 | 211.9106 | 210.9842 | 199.0843 | 197.5404 | 202.86 | 199.6836 | 195.8272 | 883.9772 | 884.9337 | 871.994 | 988.2455 | 986.6773 | 1171.5206 | 1195.3569 | 1187.8529 | 1197.252
QLD1 | Pumped Hydro Pump | 1201.4888 | 1537.9042 | 1580.6671 | 1563.6445 | 1289.0573 | 1553.3454 | 6596.9565 | 6430.097 | 6821.8337 | 7564.8511 | 7567.7409 | 7740.5177 | 7747.5398 | 6814.4502 | 7232.6853 | 7284.9039 | 7294.324 | 7298.596 | 7685.2762 | 7897.1979 | 8027.3416 | 8117.422 | 7097.1125 | 7519.7465 | 7769.2039 | 8141.8353
QLD1 | Coordinated CER storage pump | 7.3044 | 8.5248 | 12.329 | 16.195 | 19.2004 | 25.4244 | 37.3301 | 54.7931 | 79.2033 | 103.6857 | 139.0763 | 180.2486 | 218.7128 | 266.9986 | 334.7545 | 394.9667 | 464.7348 | 538.4853 | 627.8912 | 715.5357 | 829.2006 | 943.1642 | 1009.7739 | 1166.7856 | 1277.28 | 1438.5873
Region | Technology | 2024-25 | 2025-26 | 2026-27 | 2027-28 | 2028-29 | 2029-30 | 2030-31 | 2031-32 | 2032-33 | 2033-34 | 2034-35 | 2035-36 | 2036-37 | 2037-38 | 2038-39 | 2039-40 | 2040-41 | 2041-42 | 2042-43 | 2043-44 | 2044-45 | 2045-46 | 2046-47 | 2047-48 | 2048-49 | 2049-50
VIC1 | Grid Battery pump | 223.2854 | 507.0013 | 822.2381 | 1257.7367 | 1181.9115 | 1385.2725 | 1646.6344 | 1743.3899 | 1880.3406 | 2039.091 | 2491.0987 | 2706.8709 | 2755.5608 | 2334.0949 | 2441.753 | 2371.9564 | 2282.2686 | 2099.0197 | 2238.7957 | 2243.5095 | 2343.5367 | 2418.1021 | 2115.2662 | 1941.7918 | 1866.9768 | 1594.0098
VIC1 | Pumped Hydro Pump | 0 | 0 | 0 | 0 | 903.9361 | 973.9711 | 1023.9482 | 1019.9983 | 990.7211 | 922.1769 | 900.9217 | 936.1052 | 997.8349 | 895.6642 | 934.1829 | 959.8262 | 908.4364 | 885.4304 | 954.8418 | 968.2604 | 1025.5667 | 1064.3074 | 938.3029 | 982.9892 | 990.7393 | 969.8422
VIC1 | Coordinated CER storage pump | 14.7788 | 17.5988 | 24.3759 | 31.7747 | 34.1127 | 42.8708 | 62.5008 | 87.1672 | 115.8516 | 150.1581 | 180.9686 | 249.3383 | 321.7019 | 344.2215 | 434.5403 | 504.8708 | 575.8784 | 643.5962 | 793.201 | 893.7533 | 1055.3818 | 1215.1799 | 1228.0296 | 1434.0381 | 1579.0612 | 1699.4355
Region | Technology | 2024-25 | 2025-26 | 2026-27 | 2027-28 | 2028-29 | 2029-30 | 2030-31 | 2031-32 | 2032-33 | 2033-34 | 2034-35 | 2035-36 | 2036-37 | 2037-38 | 2038-39 | 2039-40 | 2040-41 | 2041-42 | 2042-43 | 2043-44 | 2044-45 | 2045-46 | 2046-47 | 2047-48 | 2048-49 | 2049-50
SA1 | Grid Battery pump | 279.436 | 236.4714 | 255.618 | 257.4016 | 231.1403 | 240.6752 | 246.5063 | 232.8451 | 244.0302 | 242.6509 | 215.2537 | 217.4016 | 222.3357 | 209.9087 | 212.4151 | 209.3029 | 201.4634 | 738.9972 | 766.2287 | 684.9678 | 1057.9461 | 1110.0073 | 1013.6832 | 1056.1973 | 1040.9873 | 945.7812
SA1 | Pumped Hydro Pump | 0 | 0 | 0 | 0 | 0.0012436 | 0.0012723 | 0.0014662 | 0.0015247 | 0.0016618 | 0.0016011 | 0.0015975 | 0.0020085 | 0.0020138 | 0.0019856 | 0.0020016 | 0.0020585 | 0.0021255 | 0.0034116 | 0.0033942 | 0.0036062 | 0.0045686 | 0.0046266 | 0.0043243 | 0.0044182 | 0.0045109 | 0.0046805
SA1 | Coordinated CER storage pump | 66.5723 | 61.2917 | 70.2216 | 78.4057 | 76.6167 | 89.0602 | 102.4478 | 109.3944 | 127.0231 | 141.7754 | 153.8849 | 178.3572 | 200.5855 | 215.2648 | 241.9249 | 264.2224 | 286.1665 | 301.5374 | 344.3322 | 367.28 | 414.6346 | 461.1692 | 483.0914 | 527.0419 | 566.6219 | 604.3683
Region | Technology | 2024-25 | 2025-26 | 2026-27 | 2027-28 | 2028-29 | 2029-30 | 2030-31 | 2031-32 | 2032-33 | 2033-34 | 2034-35 | 2035-36 | 2036-37 | 2037-38 | 2038-39 | 2039-40 | 2040-41 | 2041-42 | 2042-43 | 2043-44 | 2044-45 | 2045-46 | 2046-47 | 2047-48 | 2048-49 | 2049-50
TAS1 | Grid Battery pump | 0 | 0.0017867 | 0.0025644 | 0.0027144 | 0.0027721 | 0.0025887 | 0.0026578 | 0.0030854 | 0.0031696 | 0.003205 | 0.0035746 | 0.00412 | 0.0046087 | 0.005569 | 0.0059684 | 0.006788 | 0.0080147 | 0.0088684 | 0.0092596 | 0.010208 | 0.012239 | 0.012714 | 0.012657 | 0.013552 | 0.015046 | 0.017638
TAS1 | Pumped Hydro Pump | 0 | 0 | 0 | 0 | 0.0020197 | 0.0022294 | 0.0033736 | 0.0037509 | 0.0046491 | 826.23 | 864.4478 | 949.0253 | 1102.1903 | 989.413 | 1026.9415 | 1090.5991 | 1023.1293 | 1624.307 | 1751.351 | 1849.3948 | 1928.9499 | 1970.444 | 1731.9041 | 1869.5758 | 1869.003 | 1685.0364
TAS1 | Coordinated CER storage pump | 0.14039 | 0.47905 | 1.1165 | 1.1551 | 1.2411 | 1.4917 | 2.533 | 3.1177 | 4.0543 | 5.6602 | 6.3325 | 9.0772 | 12.0141 | 13.0406 | 15.8782 | 19.6421 | 21.7466 | 25.9059 | 30.2112 | 36.6808 | 42.8432 | 53.0022 | 52.5057 | 65.7348 | 71.5906 | 78.2595

## Marinus_S2_Capacity
Installed capacity by technology (MW) - Marinus_S2, Green Energy Exports scenario
Capacity calculated on 1 July. In early study years some wind and solar projects enter later in the financial year and are therefore reflected in the following financial year's capacity.
Explicitly modelled generation
Region | Technology | 2024-25 | 2025-26 | 2026-27 | 2027-28 | 2028-29 | 2029-30 | 2030-31 | 2031-32 | 2032-33 | 2033-34 | 2034-35 | 2035-36 | 2036-37 | 2037-38 | 2038-39 | 2039-40 | 2040-41 | 2041-42 | 2042-43 | 2043-44 | 2044-45 | 2045-46 | 2046-47 | 2047-48 | 2048-49 | 2049-50
NEM | Black Coal | 16456 | 16456 | 13576 | 8962.656 | 7803.5275 | 5310.465 | 5310.465 | 5310.465 | 5310.4647 | 4470.5565 | 4470.5565 | 3082 | 3082 | 3082 | 3082 | 3082 | 1692 | 1692 | 1692 | 1692 | 1692 | 1692 | 1692 | 1692 | 1692 | 1692
NEM | Brown Coal | 4835 | 4835 | 4835 | 2214.3415 | 1457.2193 | 1160.0001 | 1160.0001 | 1160.0001 | 1159.9999 | 580 | 0 | 0 | 0 | 0 | 0 | 0 | 0 | 0 | 0 | 0 | 0 | 0 | 0 | 0 | 0 | 0
NEM | CCGT | 2954.9 | 2954.9 | 2774.9 | 2774.9 | 2774.9 | 2774.9 | 2774.9 | 2774.9 | 2774.9003 | 2774.9004 | 2774.9004 | 2774.9007 | 2389.9007 | 2031.6948 | 2031.6948 | 1887.2948 | 1887.2954 | 2549.799 | 2549.799 | 2109.799 | 2109.799 | 1555.7224 | 2537.4991 | 2537.4991 | 2537.4991 | 2537.4991
NEM | Gas - Steam | 1300 | 1300 | 500 | 500 | 500 | 500 | 500 | 500 | 500 | 500 | 500 | 500 | 500 | 500 | 500 | 0 | 0 | 0 | 0 | 0 | 0 | 0 | 0 | 0 | 0 | 0
NEM | OCGT / Diesel | 8132.159 | 8132.159 | 8132.159 | 8132.1591 | 8132.1596 | 8132.1596 | 7749.6596 | 7749.6596 | 7487.041 | 7407.5248 | 7290.5248 | 7843.8256 | 7843.8256 | 8463.3696 | 8463.3696 | 8023.3696 | 7903.3697 | 9225.8659 | 9131.8659 | 9131.866 | 9092.4107 | 9092.4108 | 8389.411 | 7805.411 | 8086.494 | 8546.2538
NEM | Hydro | 7705.32 | 7705.32 | 7705.32 | 7705.32 | 7705.32 | 7705.32 | 7705.32 | 7705.32 | 7705.32 | 7705.32 | 7705.32 | 7705.32 | 7705.32 | 7618.92 | 7618.92 | 7618.92 | 7618.92 | 7618.92 | 7552.92 | 7552.92 | 7552.92 | 7552.92 | 7552.92 | 7552.92 | 7552.92 | 7552.92
NEM | Hydrogen Turbine | 0 | 200 | 400 | 400 | 400 | 400 | 400 | 400 | 400 | 400 | 400 | 400 | 400 | 400 | 400 | 400 | 400 | 400 | 400 | 400 | 400 | 400 | 400 | 400 | 400 | 400
NEM | Wind | 11633.548 | 18489.3517 | 23041.0057 | 26227.705 | 32452.389 | 32880.8909 | 32937.9402 | 33563.4152 | 34355.8902 | 34996.1652 | 36716.4152 | 37572.6679 | 38460.9006 | 41227.9108 | 41571.906 | 42556.6563 | 42149.2049 | 43540.9462 | 43532.6478 | 42249.4898 | 41505.3232 | 41533.9574 | 41328.1087 | 41366.198 | 42142.825 | 41439.7734
NEM | Solar PV | 10219.991 | 11900.991 | 12235.2822 | 12698.51 | 14655.749 | 14655.749 | 14655.749 | 14649.629 | 14649.629 | 16407.4625 | 17231.5662 | 17231.5662 | 17110.5662 | 17060.5662 | 16910.2663 | 16910.2669 | 18541.9082 | 20479.3282 | 22555.3978 | 25039.0819 | 25861.4565 | 28328.2085 | 29881.8767 | 29901.1034 | 30642.4531 | 32065.8677
NEM | Grid Battery | 1221.4 | 1630.5956 | 2106.409 | 2647.4762 | 2972.6201 | 3612.7202 | 4095.2201 | 4606.9204 | 5117.9205 | 5627.7208 | 7211.6209 | 7211.6231 | 7161.6232 | 7161.6278 | 7161.6279 | 7161.6283 | 7161.6286 | 7997.5264 | 7997.5266 | 7739.5276 | 8967.2154 | 8758.0204 | 8787.023 | 8245.957 | 7870.0145 | 7209.9149
NEM | Pumped Hydro | 810 | 1060 | 1060 | 1060 | 3051.3677 | 3051.3679 | 7089.3682 | 7089.3683 | 7089.3687 | 7407.8546 | 7441.7661 | 7472.4849 | 7510.483 | 7510.4831 | 7510.4832 | 7518.3979 | 7518.3982 | 7752.6072 | 7752.6074 | 7752.6075 | 7765.3096 | 7765.3096 | 7765.3097 | 7765.3097 | 7765.3097 | 7765.3098
NEM | Coordinated CER storage | 107.1 | 128.2 | 151 | 176.2 | 205.3 | 240.2 | 286.6 | 345.02 | 415.91 | 502.21 | 604.02 | 722.32 | 855.92 | 1006.91 | 1174.67 | 1357.13 | 1554.75 | 1768.71 | 1999.49 | 2247.6 | 2515.95 | 2806.94 | 3116.31 | 3444.13 | 3785.5601 | 4140.06
Total excluding storage |  | 65375.418 | 74792.5172 | 76517.0758 | 73499.2678 | 82110.5522 | 80423.7728 | 84665.2223 | 85854.6976 | 86966.4442 | 88779.7147 | 92346.6901 | 92516.7084 | 93020.5394 | 96063.4823 | 96424.9377 | 96515.6637 | 96427.475 | 103025.7028 | 105164.2545 | 105914.8917 | 107462.3844 | 109485.489 | 111450.4581 | 110710.5281 | 112475.0755 | 113349.5988
Region | Technology | 2024-25 | 2025-26 | 2026-27 | 2027-28 | 2028-29 | 2029-30 | 2030-31 | 2031-32 | 2032-33 | 2033-34 | 2034-35 | 2035-36 | 2036-37 | 2037-38 | 2038-39 | 2039-40 | 2040-41 | 2041-42 | 2042-43 | 2043-44 | 2044-45 | 2045-46 | 2046-47 | 2047-48 | 2048-49 | 2049-50
NSW1 | Black Coal | 8330 | 8330 | 5450 | 4565.8195 | 3406.6909 | 2229.9075 | 2229.9075 | 2229.9075 | 2229.9075 | 1390 | 1390 | 1390 | 1390 | 1390 | 1390 | 1390 | 0 | 0 | 0 | 0 | 0 | 0 | 0 | 0 | 0 | 0
NSW1 | Brown Coal | 0 | 0 | 0 | 0 | 0 | 0 | 0 | 0 | 0 | 0 | 0 | 0 | 0 | 0 | 0 | 0 | 0 | 0 | 0 | 0 | 0 | 0 | 0 | 0 | 0 | 0
NSW1 | CCGT | 440 | 440 | 440 | 440 | 440 | 440 | 440 | 440 | 440 | 440.0001 | 440.0002 | 440.0002 | 440.0002 | 440.0004 | 440.0004 | 440.0004 | 440.001 | 440.002 | 440.002 | 0.002049 | 0.002049 | 0.002049 | 0.0020497 | 0.00205 | 0.0020502 | 0.0020509
NSW1 | Gas - Steam | 0 | 0 | 0 | 0 | 0 | 0 | 0 | 0 | 0 | 0 | 0 | 0 | 0 | 0 | 0 | 0 | 0 | 0 | 0 | 0 | 0 | 0 | 0 | 0 | 0 | 0
NSW1 | OCGT / Diesel | 2638.999 | 2638.999 | 2638.999 | 2638.999 | 2638.9991 | 2638.9991 | 2638.9991 | 2638.9991 | 2638.9991 | 2638.9991 | 2638.9991 | 2638.9991 | 2638.9991 | 2638.9995 | 2638.9995 | 2638.9995 | 2638.9995 | 2639.018 | 2639.018 | 2639.0181 | 1790.0191 | 1790.0191 | 1790.0191 | 1790.0191 | 1790.0191 | 1790.0348
NSW1 | Hydro | 2525 | 2525 | 2525 | 2525 | 2525 | 2525 | 2525 | 2525 | 2525 | 2525 | 2525 | 2525 | 2525 | 2525 | 2525 | 2525 | 2525 | 2525 | 2525 | 2525 | 2525 | 2525 | 2525 | 2525 | 2525 | 2525
NSW1 | Hydrogen Turbine | 0 | 0 | 0 | 0 | 0 | 0 | 0 | 0 | 0 | 0 | 0 | 0 | 0 | 0 | 0 | 0 | 0 | 0 | 0 | 0 | 0 | 0 | 0 | 0 | 0 | 0
NSW1 | Wind | 2616.72 | 6586.4088 | 7662.4655 | 8598.266 | 10198.294 | 10198.294 | 10198.294 | 10198.294 | 10198.294 | 10198.294 | 10198.294 | 10198.294 | 10151.794 | 11727.6004 | 11525.1204 | 11688.7879 | 11396.7117 | 11643.2193 | 11685.4707 | 11120.4907 | 11120.4907 | 11462.5597 | 11256.7069 | 11352.1777 | 11691.6413 | 11631.0057
NSW1 | Solar PV | 4365.013 | 5267.013 | 5601.3037 | 5799.3368 | 7635.5826 | 7635.5826 | 7635.5826 | 7635.5826 | 7635.5826 | 7635.5826 | 7635.5827 | 7635.5827 | 7635.5827 | 7635.5827 | 7485.2827 | 7485.2828 | 8679.2067 | 10602.0678 | 12213.2526 | 13129.5783 | 13341.2464 | 15011.064 | 16106.593 | 16207.2034 | 16524.2133 | 16286.4797
NSW1 | Grid Battery | 52 | 461.1937 | 587.0016 | 587.0016 | 587.0016 | 587.0016 | 587.0016 | 587.0016 | 587.0016 | 587.0016 | 587.0017 | 587.0017 | 537.0017 | 537.0024 | 537.0025 | 537.0025 | 537.0026 | 966.6311 | 966.6311 | 966.6312 | 1975.9687 | 1776.7753 | 1650.9687 | 1650.9696 | 1650.9696 | 1650.9697
NSW1 | Pumped Hydro | 240 | 240 | 240 | 240 | 1915 | 1915 | 3955 | 3955 | 3955 | 3955 | 3955 | 3955 | 3955 | 3955 | 3955 | 3955 | 3955 | 3955.0013 | 3955.0013 | 3955.0014 | 3955.0017 | 3955.0017 | 3955.0017 | 3955.0017 | 3955.0017 | 3955.0017
NSW1 | Coordinated CER storage | 18.1 | 23.2 | 29.3 | 35.7 | 43.4 | 52.3 | 66.19 | 84.12 | 106.55 | 134.22 | 167.32 | 206.13 | 250.43 | 300.72 | 356.95 | 418.78 | 486.22 | 559.6 | 638.81 | 724.01 | 816.01 | 915.78 | 1021.82 | 1134.29 | 1251.71 | 1373.95
Total excluding storage |  | 21225.832 | 26511.8145 | 25174.0699 | 25430.1229 | 29389.9683 | 28222.0849 | 30275.9749 | 30293.9049 | 30316.3349 | 29504.0975 | 29537.1976 | 29576.0076 | 29523.8076 | 31149.9054 | 30853.3554 | 31078.853 | 30658.1415 | 33330.5397 | 35063.1859 | 35059.7316 | 35523.7387 | 37436.2019 | 38306.1115 | 38614.6637 | 39388.5571 | 39212.4437
Region | Technology | 2024-25 | 2025-26 | 2026-27 | 2027-28 | 2028-29 | 2029-30 | 2030-31 | 2031-32 | 2032-33 | 2033-34 | 2034-35 | 2035-36 | 2036-37 | 2037-38 | 2038-39 | 2039-40 | 2040-41 | 2041-42 | 2042-43 | 2043-44 | 2044-45 | 2045-46 | 2046-47 | 2047-48 | 2048-49 | 2049-50
QLD1 | Black Coal | 8126 | 8126 | 8126 | 4396.8366 | 4396.8366 | 3080.5575 | 3080.5575 | 3080.5575 | 3080.5572 | 3080.5565 | 3080.5565 | 1692 | 1692 | 1692 | 1692 | 1692 | 1692 | 1692 | 1692 | 1692 | 1692 | 1692 | 1692 | 1692 | 1692 | 1692
QLD1 | Brown Coal | 0 | 0 | 0 | 0 | 0 | 0 | 0 | 0 | 0 | 0 | 0 | 0 | 0 | 0 | 0 | 0 | 0 | 0 | 0 | 0 | 0 | 0 | 0 | 0 | 0 | 0
QLD1 | CCGT | 1597.9 | 1597.9 | 1597.9 | 1597.9 | 1597.9 | 1597.9 | 1597.9 | 1597.9 | 1597.9 | 1597.9 | 1597.9 | 1597.9003 | 1212.9003 | 1383.6925 | 1383.6925 | 1239.2925 | 1239.2925 | 1901.7949 | 1901.7949 | 1901.7949 | 1901.7949 | 1347.7183 | 2329.495 | 2329.495 | 2329.495 | 2329.495
QLD1 | Gas - Steam | 0 | 0 | 0 | 0 | 0 | 0 | 0 | 0 | 0 | 0 | 0 | 0 | 0 | 0 | 0 | 0 | 0 | 0 | 0 | 0 | 0 | 0 | 0 | 0 | 0 | 0
QLD1 | OCGT / Diesel | 1954.5 | 1954.5 | 1954.5 | 1954.5 | 1954.5003 | 1954.5003 | 1954.5003 | 1954.5003 | 1954.5003 | 2044.9841 | 1927.9841 | 2558.6405 | 2558.6405 | 2634.3095 | 2634.3095 | 2634.3095 | 2634.3095 | 2634.3095 | 2634.3095 | 2634.3095 | 2856.4352 | 2856.4352 | 2307.4354 | 2307.4354 | 2588.5184 | 3048.2624
QLD1 | Hydro | 152.4 | 152.4 | 152.4 | 152.4 | 152.4 | 152.4 | 152.4 | 152.4 | 152.4 | 152.4 | 152.4 | 152.4 | 152.4 | 66 | 66 | 66 | 66 | 66 | 0 | 0 | 0 | 0 | 0 | 0 | 0 | 0
QLD1 | Hydrogen Turbine | 0 | 0 | 200 | 200 | 200 | 200 | 200 | 200 | 200 | 200 | 200 | 200 | 200 | 200 | 200 | 200 | 200 | 200 | 200 | 200 | 200 | 200 | 200 | 200 | 200 | 200
QLD1 | Wind | 1922.408 | 3307.5229 | 6151.2551 | 6858.0655 | 9056.0121 | 9056.012 | 9056.0121 | 9056.0121 | 9056.0121 | 9056.0121 | 10181.7293 | 10181.7293 | 10181.7293 | 10197.8241 | 10197.8241 | 10197.8241 | 10197.8242 | 10768.007 | 10768.0072 | 10587.4893 | 10134.5994 | 10346.2981 | 10346.3005 | 10346.3007 | 10513.909 | 10513.9091
QLD1 | Solar PV | 4013.785 | 4013.785 | 4013.785 | 4013.7858 | 4030.2379 | 4030.2379 | 4030.2379 | 4030.2379 | 4030.2379 | 5788.0711 | 6612.1748 | 6612.1748 | 6491.1748 | 6441.1748 | 6441.1748 | 6441.1748 | 6878.8921 | 6878.8925 | 7171.5525 | 8206.0468 | 8271.3577 | 8597.7561 | 8333.4022 | 8331.2185 | 8753.1135 | 10890.5857
QLD1 | Grid Battery | 258 | 258.0005 | 258.0021 | 258.0021 | 258.0027 | 258.0027 | 258.0027 | 258.0027 | 258.0027 | 258.0028 | 258.0032 | 258.0045 | 258.0045 | 258.0063 | 258.0063 | 258.0063 | 258.0064 | 733.0758 | 733.0758 | 733.0764 | 805.1013 | 805.1007 | 959.9127 | 959.9128 | 959.9123 | 959.9123
QLD1 | Pumped Hydro | 570 | 820 | 820 | 820 | 820.0095 | 820.0095 | 2818.0095 | 2818.0095 | 2818.0095 | 2818.0095 | 2818.0095 | 2818.0095 | 2818.0095 | 2818.0096 | 2818.0096 | 2818.0096 | 2818.0096 | 2818.0102 | 2818.0102 | 2818.0103 | 2818.0117 | 2818.0117 | 2818.0117 | 2818.0117 | 2818.0118 | 2818.0118
QLD1 | Coordinated CER storage | 8.3 | 11 | 14.1 | 17.7 | 21.8 | 27.1 | 35.96 | 47.63 | 62.22 | 80.32 | 102.12 | 127.86 | 157.29 | 190.85 | 228.57 | 269.87 | 315.04 | 364.19 | 417.59 | 475.32 | 537.89 | 605.96 | 678.56 | 755.7 | 836.39 | 920.48
Total excluding storage |  | 18603.293 | 20241.1085 | 23287.9423 | 20269.19 | 22487.699 | 21176.7198 | 23183.5799 | 23195.2499 | 23209.8396 | 25076.2561 | 26930.8774 | 26198.7189 | 25722.1489 | 25881.8669 | 25919.5869 | 25816.4869 | 26299.3742 | 28056.2799 | 28336.3402 | 29248.0471 | 29217.1902 | 29269.2801 | 29665.1177 | 29740.074 | 30691.3499 | 33372.6562
Region | Technology | 2024-25 | 2025-26 | 2026-27 | 2027-28 | 2028-29 | 2029-30 | 2030-31 | 2031-32 | 2032-33 | 2033-34 | 2034-35 | 2035-36 | 2036-37 | 2037-38 | 2038-39 | 2039-40 | 2040-41 | 2041-42 | 2042-43 | 2043-44 | 2044-45 | 2045-46 | 2046-47 | 2047-48 | 2048-49 | 2049-50
VIC1 | Black Coal | 0 | 0 | 0 | 0 | 0 | 0 | 0 | 0 | 0 | 0 | 0 | 0 | 0 | 0 | 0 | 0 | 0 | 0 | 0 | 0 | 0 | 0 | 0 | 0 | 0 | 0
VIC1 | Brown Coal | 4835 | 4835 | 4835 | 2214.3415 | 1457.2193 | 1160.0001 | 1160.0001 | 1160.0001 | 1159.9999 | 580 | 0 | 0 | 0 | 0 | 0 | 0 | 0 | 0 | 0 | 0 | 0 | 0 | 0 | 0 | 0 | 0
VIC1 | CCGT | 0 | 0 | 0 | 0 | 0 | 0 | 0 | 0 | 0 | 0 | 0 | 0 | 0 | 0 | 0 | 0 | 0 | 0 | 0 | 0 | 0 | 0 | 0 | 0 | 0 | 0
VIC1 | Gas - Steam | 500 | 500 | 500 | 500 | 500 | 500 | 500 | 500 | 500 | 500 | 500 | 500 | 500 | 500 | 500 | 0 | 0 | 0 | 0 | 0 | 0 | 0 | 0 | 0 | 0 | 0
VIC1 | OCGT / Diesel | 1900 | 1900 | 1900 | 1900.0001 | 1900.0002 | 1900.0002 | 1900.0002 | 1900.0002 | 1900.0003 | 1730.0003 | 1730.0003 | 1730.0003 | 1730.0003 | 1730.0005 | 1730.0005 | 1290.0005 | 1290.0005 | 1879.3074 | 1785.3074 | 1785.3074 | 2582.7254 | 2582.7254 | 2582.7254 | 1998.7254 | 1998.7254 | 1998.7254
VIC1 | Hydro | 2279.02 | 2279.02 | 2279.02 | 2279.02 | 2279.02 | 2279.02 | 2279.02 | 2279.02 | 2279.02 | 2279.02 | 2279.02 | 2279.02 | 2279.02 | 2279.02 | 2279.02 | 2279.02 | 2279.02 | 2279.02 | 2279.02 | 2279.02 | 2279.02 | 2279.02 | 2279.02 | 2279.02 | 2279.02 | 2279.02
VIC1 | Hydrogen Turbine | 0 | 0 | 0 | 0 | 0 | 0 | 0 | 0 | 0 | 0 | 0 | 0 | 0 | 0 | 0 | 0 | 0 | 0 | 0 | 0 | 0 | 0 | 0 | 0 | 0 | 0
VIC1 | Wind | 4181.36 | 5269.36 | 5269.3601 | 6301.5238 | 7623.6288 | 7801.5248 | 7801.5248 | 8301.5248 | 8968.5248 | 9582.0248 | 10057.0248 | 11057.025 | 12057.0249 | 12989.8246 | 13569.8246 | 14569.8248 | 14281.5248 | 14281.5248 | 14230.9748 | 13907.1748 | 13595.1748 | 12731.6166 | 12731.6166 | 12621.0333 | 12811.1993 | 12168.7833
VIC1 | Solar PV | 1171.573 | 1563.573 | 1563.573 | 1563.5736 | 1563.5743 | 1563.5743 | 1563.5743 | 1563.5743 | 1563.5743 | 1563.5743 | 1563.5743 | 1563.5743 | 1563.5743 | 1563.5743 | 1563.5743 | 1563.5743 | 1563.5743 | 1563.5761 | 1563.5763 | 1563.579 | 2378.9746 | 2499.1544 | 2926.2778 | 2926.2778 | 2928.7204 | 2531.2705
VIC1 | Grid Battery | 377.33 | 377.3305 | 727.3329 | 1268.4 | 1593.5434 | 2233.6435 | 2746.1434 | 3257.8436 | 3768.8435 | 4278.6435 | 5887.5431 | 5887.5431 | 5887.5431 | 5887.5431 | 5887.5431 | 5887.5431 | 5887.5431 | 5587.5443 | 5587.5443 | 5587.5446 | 5587.546 | 5587.5453 | 5587.5431 | 5046.4759 | 4721.3329 | 4061.2329
VIC1 | Pumped Hydro | 0 | 0 | 0 | 0 | 316.3574 | 316.3575 | 316.3575 | 316.3575 | 316.3575 | 316.3575 | 316.3575 | 316.3575 | 316.3575 | 316.3575 | 316.3575 | 316.3575 | 316.3575 | 316.3587 | 316.3587 | 316.3587 | 316.3592 | 316.3592 | 316.3592 | 316.3592 | 316.3592 | 316.3592
VIC1 | Coordinated CER storage | 15.1 | 20.7 | 26.7 | 33.6 | 42.1 | 52 | 65.42 | 82.51 | 103.52 | 129.34 | 159.89 | 195.54 | 236.06 | 282.14 | 333.34 | 389.28 | 449.98 | 515.86 | 587.11 | 663.9 | 746.83 | 836.96 | 932.89 | 1034.61 | 1140.58 | 1250.8
Total excluding storage |  | 15259.383 | 16744.9835 | 17100.986 | 16060.459 | 17275.4434 | 17806.1204 | 18332.0402 | 19360.8304 | 20559.8403 | 20958.9603 | 22493.41 | 23529.0602 | 24569.5801 | 25548.4599 | 26179.66 | 26295.6002 | 26068.0002 | 26423.1913 | 26349.8915 | 26102.8846 | 27486.63 | 26833.3809 | 27356.432 | 26222.5015 | 26195.9372 | 24606.1913
Region | Technology | 2024-25 | 2025-26 | 2026-27 | 2027-28 | 2028-29 | 2029-30 | 2030-31 | 2031-32 | 2032-33 | 2033-34 | 2034-35 | 2035-36 | 2036-37 | 2037-38 | 2038-39 | 2039-40 | 2040-41 | 2041-42 | 2042-43 | 2043-44 | 2044-45 | 2045-46 | 2046-47 | 2047-48 | 2048-49 | 2049-50
SA1 | Black Coal | 0 | 0 | 0 | 0 | 0 | 0 | 0 | 0 | 0 | 0 | 0 | 0 | 0 | 0 | 0 | 0 | 0 | 0 | 0 | 0 | 0 | 0 | 0 | 0 | 0 | 0
SA1 | Brown Coal | 0 | 0 | 0 | 0 | 0 | 0 | 0 | 0 | 0 | 0 | 0 | 0 | 0 | 0 | 0 | 0 | 0 | 0 | 0 | 0 | 0 | 0 | 0 | 0 | 0 | 0
SA1 | CCGT | 709 | 709 | 529 | 529 | 529 | 529 | 529 | 529 | 529.0003 | 529.0003 | 529.0003 | 529.0003 | 529.0003 | 0.0019337 | 0.0019338 | 0.0019348 | 0.0019349 | 0.0019352 | 0.0019353 | 0.0019354 | 0.0019354 | 0.0019354 | 0.0019357 | 0.0019358 | 0.0019359 | 0.001936
SA1 | Gas - Steam | 800 | 800 | 0 | 0 | 0 | 0 | 0 | 0 | 0 | 0 | 0 | 0 | 0 | 0 | 0 | 0 | 0 | 0 | 0 | 0 | 0 | 0 | 0 | 0 | 0 | 0
SA1 | OCGT / Diesel | 1460.66 | 1460.66 | 1460.66 | 1460.66 | 1460.66 | 1460.66 | 1078.16 | 1078.16 | 815.5412 | 815.5412 | 815.5412 | 738.1855 | 738.1855 | 1282.06 | 1282.06 | 1282.06 | 1282.06 | 2015.2307 | 2015.2307 | 2015.2307 | 1805.2307 | 1805.2307 | 1651.2307 | 1651.2307 | 1651.2307 | 1651.2308
SA1 | Hydro | 0 | 0 | 0 | 0 | 0 | 0 | 0 | 0 | 0 | 0 | 0 | 0 | 0 | 0 | 0 | 0 | 0 | 0 | 0 | 0 | 0 | 0 | 0 | 0 | 0 | 0
SA1 | Hydrogen Turbine | 0 | 200 | 200 | 200 | 200 | 200 | 200 | 200 | 200 | 200 | 200 | 200 | 200 | 200 | 200 | 200 | 200 | 200 | 200 | 200 | 200 | 200 | 200 | 200 | 200 | 200
SA1 | Wind | 2349.71 | 2762.71 | 3111.3667 | 3340.0833 | 4161.4796 | 4108.972 | 4042.972 | 4042.972 | 4042.972 | 3944.272 | 3944.272 | 3676.372 | 3491.572 | 3612.4124 | 3453.4125 | 3149.0203 | 3321.9452 | 3896.996 | 3896.996 | 3683.136 | 3847.8592 | 4186.2839 | 4186.2856 | 4239.4871 | 4318.8763 | 4318.8763
SA1 | Solar PV | 669.62 | 1056.62 | 1056.6204 | 1321.8138 | 1426.3541 | 1426.3541 | 1426.3541 | 1420.2341 | 1420.2341 | 1420.2341 | 1420.2341 | 1420.2341 | 1420.2341 | 1420.2341 | 1420.2341 | 1420.2342 | 1420.2342 | 1434.7907 | 1607.0152 | 2139.8767 | 1869.8767 | 2220.2328 | 2515.6025 | 2436.4025 | 2436.4045 | 2357.5305
SA1 | Grid Battery | 532.07 | 532.0705 | 532.0718 | 532.0718 | 532.0718 | 532.0718 | 502.0718 | 502.0718 | 502.0718 | 502.0718 | 477.0718 | 477.0725 | 477.0726 | 477.0741 | 477.0741 | 477.0741 | 477.0742 | 708.2722 | 708.2722 | 450.2722 | 596.5956 | 586.595 | 586.5943 | 586.5943 | 535.7945 | 535.7946
SA1 | Pumped Hydro | 0 | 0 | 0 | 0 | 0.00038455 | 0.00038665 | 0.00038684 | 0.0003871 | 0.00043901 | 0.00044038 | 0.00044155 | 0.00053826 | 0.00054115 | 0.00056626 | 0.00056746 | 0.00057006 | 0.00057483 | 0.0010058 | 0.0010084 | 0.0010113 | 0.0012376 | 0.0012404 | 0.0012413 | 0.0012427 | 0.0012515 | 0.0012677
SA1 | Coordinated CER storage | 64.7 | 72.1 | 79.3 | 87.2 | 95.5 | 105.7 | 115.45 | 126.52 | 138.58 | 152.23 | 167.31 | 183.79 | 201.26 | 220.16 | 240.21 | 260.72 | 281.82 | 303.92 | 326.93 | 351.04 | 377.24 | 405.15 | 434.36 | 464.89 | 495.8 | 527.13
Total excluding storage |  | 6585.76 | 7593.1605 | 6969.0189 | 7470.8289 | 8405.0658 | 8362.7582 | 7894.0082 | 7898.9582 | 7648.3998 | 7563.3498 | 7553.4298 | 7224.655 | 7057.325 | 7211.9431 | 7072.9932 | 6789.1111 | 6983.136 | 8559.2125 | 8754.447 | 8839.5585 | 8696.8053 | 9403.4957 | 9574.0762 | 9578.6078 | 9638.1092 | 9590.5654
Region | Technology | 2024-25 | 2025-26 | 2026-27 | 2027-28 | 2028-29 | 2029-30 | 2030-31 | 2031-32 | 2032-33 | 2033-34 | 2034-35 | 2035-36 | 2036-37 | 2037-38 | 2038-39 | 2039-40 | 2040-41 | 2041-42 | 2042-43 | 2043-44 | 2044-45 | 2045-46 | 2046-47 | 2047-48 | 2048-49 | 2049-50
TAS1 | Black Coal | 0 | 0 | 0 | 0 | 0 | 0 | 0 | 0 | 0 | 0 | 0 | 0 | 0 | 0 | 0 | 0 | 0 | 0 | 0 | 0 | 0 | 0 | 0 | 0 | 0 | 0
TAS1 | Brown Coal | 0 | 0 | 0 | 0 | 0 | 0 | 0 | 0 | 0 | 0 | 0 | 0 | 0 | 0 | 0 | 0 | 0 | 0 | 0 | 0 | 0 | 0 | 0 | 0 | 0 | 0
TAS1 | CCGT | 208 | 208 | 208 | 208 | 208 | 208 | 208 | 208 | 208 | 208 | 208 | 208 | 208 | 208 | 208 | 208 | 208 | 208.0001 | 208.0001 | 208.0001 | 208.0001 | 208.0001 | 208.0001 | 208.0001 | 208.0002 | 208.0002
TAS1 | Gas - Steam | 0 | 0 | 0 | 0 | 0 | 0 | 0 | 0 | 0 | 0 | 0 | 0 | 0 | 0 | 0 | 0 | 0 | 0 | 0 | 0 | 0 | 0 | 0 | 0 | 0 | 0
TAS1 | OCGT / Diesel | 178 | 178 | 178 | 178 | 178 | 178 | 178 | 178 | 178 | 178 | 178 | 178.0001 | 178.0001 | 178.0001 | 178.0001 | 178.0001 | 58.0003 | 58.0003 | 58.0003 | 58.0003 | 58.0004 | 58.0004 | 58.0004 | 58.0004 | 58.0004 | 58.0005
TAS1 | Hydro | 2748.9 | 2748.9 | 2748.9 | 2748.9 | 2748.9 | 2748.9 | 2748.9 | 2748.9 | 2748.9 | 2748.9 | 2748.9 | 2748.9 | 2748.9 | 2748.9 | 2748.9 | 2748.9 | 2748.9 | 2748.9 | 2748.9 | 2748.9 | 2748.9 | 2748.9 | 2748.9 | 2748.9 | 2748.9 | 2748.9
TAS1 | Hydrogen Turbine | 0 | 0 | 0 | 0 | 0 | 0 | 0 | 0 | 0 | 0 | 0 | 0 | 0 | 0 | 0 | 0 | 0 | 0 | 0 | 0 | 0 | 0 | 0 | 0 | 0 | 0
TAS1 | Wind | 563.35 | 563.35 | 846.5582 | 1129.7664 | 1412.9746 | 1716.0881 | 1839.1373 | 1964.6123 | 2090.0873 | 2215.5624 | 2335.0951 | 2459.2476 | 2578.7804 | 2700.2492 | 2825.7243 | 2951.1991 | 2951.1991 | 2951.1991 | 2951.1991 | 2951.1991 | 2807.1991 | 2807.1991 | 2807.1991 | 2807.1991 | 2807.1991 | 2807.1991
TAS1 | Solar PV | 0 | 0 | 0 | 0 | 0.00010949 | 0.00010957 | 0.00011 | 0.0001185 | 0.00012529 | 0.00036808 | 0.00036849 | 0.00038136 | 0.00038301 | 0.00039067 | 0.00039232 | 0.00085127 | 0.00085501 | 0.00099164 | 0.0010534 | 0.0010557 | 0.0010655 | 0.0011366 | 0.0012372 | 0.0012436 | 0.0013952 | 0.0013992
TAS1 | Grid Battery | 2 | 2.0003 | 2.0005 | 2.0006 | 2.0006 | 2.0006 | 2.0007 | 2.0007 | 2.0009 | 2.001 | 2.0011 | 2.0013 | 2.0014 | 2.0018 | 2.0019 | 2.0022 | 2.0024 | 2.0029 | 2.0032 | 2.0032 | 2.0037 | 2.004 | 2.0041 | 2.0045 | 2.0052 | 2.0054
TAS1 | Pumped Hydro | 0 | 0 | 0 | 0 | 0.00035622 | 0.00058628 | 0.00092251 | 0.00097075 | 0.0013175 | 318.4872 | 352.3987 | 383.1174 | 421.1155 | 421.1155 | 421.1155 | 429.0303 | 429.0305 | 663.236 | 663.2362 | 663.2362 | 675.9358 | 675.9358 | 675.9358 | 675.9358 | 675.9358 | 675.9358
TAS1 | Coordinated CER storage | 0.9 | 1.2 | 1.6 | 2 | 2.5 | 3.1 | 3.58 | 4.24 | 5.04 | 6.1 | 7.38 | 9 | 10.88 | 13.04 | 15.6 | 18.48 | 21.69 | 25.14 | 29.05 | 33.33 | 37.98 | 43.09 | 48.68 | 54.64 | 61.08 | 67.7
Total excluding storage |  | 3701.15 | 3701.4503 | 3985.0587 | 4268.6669 | 4552.3757 | 4856.0895 | 4979.619 | 5105.7541 | 5232.0297 | 5677.0509 | 5831.7753 | 5988.2668 | 6147.6778 | 6271.307 | 6399.3423 | 6535.6125 | 6418.8231 | 6656.4794 | 6660.3899 | 6664.6699 | 6538.0201 | 6543.1305 | 6548.7208 | 6554.6811 | 6561.1221 | 6567.7423
Explicitly modelled pumping
Region | Technology | 2024-25 | 2025-26 | 2026-27 | 2027-28 | 2028-29 | 2029-30 | 2030-31 | 2031-32 | 2032-33 | 2033-34 | 2034-35 | 2035-36 | 2036-37 | 2037-38 | 2038-39 | 2039-40 | 2040-41 | 2041-42 | 2042-43 | 2043-44 | 2044-45 | 2045-46 | 2046-47 | 2047-48 | 2048-49 | 2049-50
NEM | Grid Battery pump | 1221.4 | 1630.5956 | 2106.409 | 2647.4762 | 2972.6201 | 3612.7202 | 4095.2201 | 4606.9204 | 5117.9205 | 5627.7208 | 7211.6209 | 7211.6231 | 7161.6232 | 7161.6278 | 7161.6279 | 7161.6283 | 7161.6286 | 7997.5264 | 7997.5266 | 7739.5276 | 8967.2154 | 8758.0204 | 8787.023 | 8245.957 | 7870.0145 | 7209.9149
NEM | Pumped Hydro Pump | 1310 | 1560 | 1560 | 1560 | 3551.3677 | 3551.3679 | 7589.3682 | 7589.3683 | 7589.3687 | 7907.8546 | 7941.7661 | 7972.4849 | 8010.483 | 8010.4831 | 8010.4832 | 8018.3979 | 8018.3982 | 8252.6072 | 8252.6074 | 8252.6075 | 8265.3096 | 8265.3096 | 8265.3097 | 8265.3097 | 8265.3097 | 8265.3098
NEM | Coordinated CER storage pump | 107.1 | 128.2 | 151 | 176.2 | 205.3 | 240.2 | 286.6 | 345.02 | 415.91 | 502.21 | 604.02 | 722.32 | 855.92 | 1006.91 | 1174.67 | 1357.13 | 1554.75 | 1768.71 | 1999.49 | 2247.6 | 2515.95 | 2806.94 | 3116.31 | 3444.13 | 3785.5601 | 4140.06
Region | Technology | 2024-25 | 2025-26 | 2026-27 | 2027-28 | 2028-29 | 2029-30 | 2030-31 | 2031-32 | 2032-33 | 2033-34 | 2034-35 | 2035-36 | 2036-37 | 2037-38 | 2038-39 | 2039-40 | 2040-41 | 2041-42 | 2042-43 | 2043-44 | 2044-45 | 2045-46 | 2046-47 | 2047-48 | 2048-49 | 2049-50
NSW1 | Grid Battery pump | 52 | 461.1937 | 587.0016 | 587.0016 | 587.0016 | 587.0016 | 587.0016 | 587.0016 | 587.0016 | 587.0016 | 587.0017 | 587.0017 | 537.0017 | 537.0024 | 537.0025 | 537.0025 | 537.0026 | 966.6311 | 966.6311 | 966.6312 | 1975.9687 | 1776.7753 | 1650.9687 | 1650.9696 | 1650.9696 | 1650.9697
NSW1 | Pumped Hydro Pump | 840 | 840 | 840 | 840 | 2515 | 2515 | 4555 | 4555 | 4555 | 4555 | 4555 | 4555 | 4555 | 4555 | 4555 | 4555 | 4555 | 4555.0013 | 4555.0013 | 4555.0014 | 4555.0017 | 4555.0017 | 4555.0017 | 4555.0017 | 4555.0017 | 4555.0017
NSW1 | Coordinated CER storage pump | 18.1 | 23.2 | 29.3 | 35.7 | 43.4 | 52.3 | 66.19 | 84.12 | 106.55 | 134.22 | 167.32 | 206.13 | 250.43 | 300.72 | 356.95 | 418.78 | 486.22 | 559.6 | 638.81 | 724.01 | 816.01 | 915.78 | 1021.82 | 1134.29 | 1251.71 | 1373.95
Region | Technology | 2024-25 | 2025-26 | 2026-27 | 2027-28 | 2028-29 | 2029-30 | 2030-31 | 2031-32 | 2032-33 | 2033-34 | 2034-35 | 2035-36 | 2036-37 | 2037-38 | 2038-39 | 2039-40 | 2040-41 | 2041-42 | 2042-43 | 2043-44 | 2044-45 | 2045-46 | 2046-47 | 2047-48 | 2048-49 | 2049-50
QLD1 | Grid Battery pump | 258 | 258.0005 | 258.0021 | 258.0021 | 258.0027 | 258.0027 | 258.0027 | 258.0027 | 258.0027 | 258.0028 | 258.0032 | 258.0045 | 258.0045 | 258.0063 | 258.0063 | 258.0063 | 258.0064 | 733.0758 | 733.0758 | 733.0764 | 805.1013 | 805.1007 | 959.9127 | 959.9128 | 959.9123 | 959.9123
QLD1 | Pumped Hydro Pump | 470 | 720 | 720 | 720 | 720.0095 | 720.0095 | 2718.0095 | 2718.0095 | 2718.0095 | 2718.0095 | 2718.0095 | 2718.0095 | 2718.0095 | 2718.0096 | 2718.0096 | 2718.0096 | 2718.0096 | 2718.0102 | 2718.0102 | 2718.0103 | 2718.0117 | 2718.0117 | 2718.0117 | 2718.0117 | 2718.0118 | 2718.0118
QLD1 | Coordinated CER storage pump | 8.3 | 11 | 14.1 | 17.7 | 21.8 | 27.1 | 35.96 | 47.63 | 62.22 | 80.32 | 102.12 | 127.86 | 157.29 | 190.85 | 228.57 | 269.87 | 315.04 | 364.19 | 417.59 | 475.32 | 537.89 | 605.96 | 678.56 | 755.7 | 836.39 | 920.48
Region | Technology | 2024-25 | 2025-26 | 2026-27 | 2027-28 | 2028-29 | 2029-30 | 2030-31 | 2031-32 | 2032-33 | 2033-34 | 2034-35 | 2035-36 | 2036-37 | 2037-38 | 2038-39 | 2039-40 | 2040-41 | 2041-42 | 2042-43 | 2043-44 | 2044-45 | 2045-46 | 2046-47 | 2047-48 | 2048-49 | 2049-50
VIC1 | Grid Battery pump | 377.33 | 377.3305 | 727.3329 | 1268.4 | 1593.5434 | 2233.6435 | 2746.1434 | 3257.8436 | 3768.8435 | 4278.6435 | 5887.5431 | 5887.5431 | 5887.5431 | 5887.5431 | 5887.5431 | 5887.5431 | 5887.5431 | 5587.5443 | 5587.5443 | 5587.5446 | 5587.546 | 5587.5453 | 5587.5431 | 5046.4759 | 4721.3329 | 4061.2329
VIC1 | Pumped Hydro Pump | 0 | 0 | 0 | 0 | 316.3574 | 316.3575 | 316.3575 | 316.3575 | 316.3575 | 316.3575 | 316.3575 | 316.3575 | 316.3575 | 316.3575 | 316.3575 | 316.3575 | 316.3575 | 316.3587 | 316.3587 | 316.3587 | 316.3592 | 316.3592 | 316.3592 | 316.3592 | 316.3592 | 316.3592
VIC1 | Coordinated CER storage pump | 15.1 | 20.7 | 26.7 | 33.6 | 42.1 | 52 | 65.42 | 82.51 | 103.52 | 129.34 | 159.89 | 195.54 | 236.06 | 282.14 | 333.34 | 389.28 | 449.98 | 515.86 | 587.11 | 663.9 | 746.83 | 836.96 | 932.89 | 1034.61 | 1140.58 | 1250.8
Region | Technology | 2024-25 | 2025-26 | 2026-27 | 2027-28 | 2028-29 | 2029-30 | 2030-31 | 2031-32 | 2032-33 | 2033-34 | 2034-35 | 2035-36 | 2036-37 | 2037-38 | 2038-39 | 2039-40 | 2040-41 | 2041-42 | 2042-43 | 2043-44 | 2044-45 | 2045-46 | 2046-47 | 2047-48 | 2048-49 | 2049-50
SA1 | Grid Battery pump | 532.07 | 532.0705 | 532.0718 | 532.0718 | 532.0718 | 532.0718 | 502.0718 | 502.0718 | 502.0718 | 502.0718 | 477.0718 | 477.0725 | 477.0726 | 477.0741 | 477.0741 | 477.0741 | 477.0742 | 708.2722 | 708.2722 | 450.2722 | 596.5956 | 586.595 | 586.5943 | 586.5943 | 535.7945 | 535.7946
SA1 | Pumped Hydro Pump | 0 | 0 | 0 | 0 | 0.00038455 | 0.00038665 | 0.00038684 | 0.0003871 | 0.00043901 | 0.00044038 | 0.00044155 | 0.00053826 | 0.00054115 | 0.00056626 | 0.00056746 | 0.00057006 | 0.00057483 | 0.0010058 | 0.0010084 | 0.0010113 | 0.0012376 | 0.0012404 | 0.0012413 | 0.0012427 | 0.0012515 | 0.0012677
SA1 | Coordinated CER storage pump | 64.7 | 72.1 | 79.3 | 87.2 | 95.5 | 105.7 | 115.45 | 126.52 | 138.58 | 152.23 | 167.31 | 183.79 | 201.26 | 220.16 | 240.21 | 260.72 | 281.82 | 303.92 | 326.93 | 351.04 | 377.24 | 405.15 | 434.36 | 464.89 | 495.8 | 527.13
Region | Technology | 2024-25 | 2025-26 | 2026-27 | 2027-28 | 2028-29 | 2029-30 | 2030-31 | 2031-32 | 2032-33 | 2033-34 | 2034-35 | 2035-36 | 2036-37 | 2037-38 | 2038-39 | 2039-40 | 2040-41 | 2041-42 | 2042-43 | 2043-44 | 2044-45 | 2045-46 | 2046-47 | 2047-48 | 2048-49 | 2049-50
TAS1 | Grid Battery pump | 2 | 2.0003 | 2.0005 | 2.0006 | 2.0006 | 2.0006 | 2.0007 | 2.0007 | 2.0009 | 2.001 | 2.0011 | 2.0013 | 2.0014 | 2.0018 | 2.0019 | 2.0022 | 2.0024 | 2.0029 | 2.0032 | 2.0032 | 2.0037 | 2.004 | 2.0041 | 2.0045 | 2.0052 | 2.0054
TAS1 | Pumped Hydro Pump | 0 | 0 | 0 | 0 | 0.00035622 | 0.00058628 | 0.00092251 | 0.00097075 | 0.0013175 | 318.4872 | 352.3987 | 383.1174 | 421.1155 | 421.1155 | 421.1155 | 429.0303 | 429.0305 | 663.236 | 663.2362 | 663.2362 | 675.9358 | 675.9358 | 675.9358 | 675.9358 | 675.9358 | 675.9358
TAS1 | Coordinated CER storage pump | 0.9 | 1.2 | 1.6 | 2 | 2.5 | 3.1 | 3.58 | 4.24 | 5.04 | 6.1 | 7.38 | 9 | 10.88 | 13.04 | 15.6 | 18.48 | 21.69 | 25.14 | 29.05 | 33.33 | 37.98 | 43.09 | 48.68 | 54.64 | 61.08 | 67.7

## Marinus_S2_REZ Generation
Annual sent-out generation by REZ (GWh) - Marinus_S2, Green Energy Exports scenario
Note: the REZ generation includes generation from the existing, committed and anticipated renewables mapped to the relevant REZs
Explicitly modelled generation
Region | REZ | REZ Name | Technology | 2024-25 | 2025-26 | 2026-27 | 2027-28 | 2028-29 | 2029-30 | 2030-31 | 2031-32 | 2032-33 | 2033-34 | 2034-35 | 2035-36 | 2036-37 | 2037-38 | 2038-39 | 2039-40 | 2040-41 | 2041-42 | 2042-43 | 2043-44 | 2044-45 | 2045-46 | 2046-47 | 2047-48 | 2048-49 | 2049-50
QLD | Q1 | Far North QLD | Solar | 0 | 3.8714e-05 | 4.9803e-05 | 6.6278e-05 | 7.6556e-05 | 8.4629e-05 | 8.1304e-05 | 7.5301e-05 | 8.5156e-05 | 9.3326e-05 | 8.6742e-05 | 9.3507e-05 | 9.134e-05 | 7.8463e-05 | 8.8728e-05 | 9.1752e-05 | 8.4893e-05 | 9.2863e-05 | 9.3011e-05 | 8.844e-05 | 8.9462e-05 | 8.6356e-05 | 7.4592e-05 | 8.3618e-05 | 8.7042e-05 | 8.2101e-05
QLD | Q2 | North Qld Clean Energy Hub | Solar | 201.2772 | 180.5723 | 159.0899 | 187.6322 | 171.4409 | 178.707 | 209.8422 | 205.4834 | 217.2022 | 205.4293 | 193.3186 | 204.7782 | 211.3533 | 78.7649 | 84.9145 | 85.5801 | 83.3347 | 83.0036 | 80.1445 | 78.0053 | 79.0185 | 82.0834 | 42.0895 | 43.5461 | 0.00010152 | 0.00010118
QLD | Q3 | Northern Qld | Solar | 1035.121 | 946.04 | 775.1439 | 972.7077 | 856.736 | 931.9986 | 1177.6169 | 1109.6414 | 1213.5857 | 1152.8204 | 1083.3792 | 1146.3531 | 1159.4809 | 1049.7738 | 1182.6768 | 1228.6831 | 1169.5987 | 1211.5548 | 1765.518 | 1487.7694 | 1699.6717 | 2133.7798 | 1801.4895 | 1983.032 | 3360.3426 | 2707.9976
QLD | Q4 | Isaac | Solar | 1398.6833 | 1303.2038 | 1147.9062 | 1425.8253 | 1236.3917 | 1362.1361 | 1625.4372 | 1597.2098 | 1698.4808 | 1598.108 | 1480.7572 | 1609.1326 | 1612.9895 | 1439.2309 | 1621.2589 | 1655.2183 | 1641.1526 | 1673.2618 | 1614.0774 | 1515.0452 | 1500.5272 | 1461.6496 | 1311.25 | 1466.814 | 363.2467 | 66.3547
QLD | Q5 | Barcaldine | Solar | 31.4378 | 27.8705 | 25.4727 | 30.098 | 56.4274 | 58.3003 | 70.263 | 69.2796 | 72.2651 | 152.1779 | 140.1847 | 152.7139 | 159.712 | 142.9429 | 155.0607 | 158.697 | 157.1874 | 158.4656 | 155.2672 | 127.5216 | 149.7931 | 163.3354 | 147.0263 | 161.4197 | 160.7421 | 151.9683
QLD | Q6 | Fitzroy | Solar | 801.404 | 733.5967 | 624.2502 | 775.4133 | 652.4342 | 737.7247 | 875.73 | 894.7652 | 923.8524 | 925.6033 | 864.8164 | 898.0644 | 916.6384 | 764.2384 | 880.0895 | 893.7392 | 919.1845 | 910.9353 | 938.078 | 888.3447 | 898.3016 | 889.8314 | 742.8064 | 849.6449 | 844.412 | 815.8142
QLD | Q7 | Wide Bay | Solar | 1248.5347 | 1097.392 | 926.6443 | 1165.4482 | 928.7314 | 999.9495 | 1245.5709 | 1285.0834 | 1313.8453 | 1269.8491 | 1209.2939 | 1243.4252 | 1270.5272 | 1101.1276 | 1224.8088 | 1253.3135 | 1307.6639 | 1268.5695 | 1276.6595 | 1216.8095 | 1231.1719 | 1231.2474 | 1069.2659 | 1061.427 | 1080.5585 | 1043.3924
QLD | Q8 | Darling Downs | Solar | 3689.7953 | 3372.3746 | 2964.9179 | 3733.9949 | 3055.3226 | 3325.8156 | 3912.2196 | 4074.5048 | 4045.6791 | 7578.4351 | 9137.8485 | 9704.3261 | 9636.6953 | 7854.6298 | 8745.6737 | 9192.2164 | 9555.8851 | 9272.441 | 9467.8901 | 11756.7711 | 12151.6984 | 12331.0665 | 9583.7964 | 9869.4058 | 10949.4178 | 11895.1095
QLD | Q9 | Banana | Solar | 0 | 4.3237e-05 | 7.8074e-05 | 0.00024041 | 0.00029406 | 0.00032787 | 0.00035591 | 0.00036676 | 0.00038254 | 0.0018537 | 0.0068896 | 0.0072328 | 0.0072761 | 0.0059851 | 0.0068774 | 0.006885 | 1057.0507 | 1018.1211 | 1032.4055 | 996.1481 | 1017.2057 | 1016.5992 | 839.751 | 2053.4907 | 2196.6377 | 6734.133
NSW | N1 | North West NSW | Solar | 437.471 | 366.8183 | 406.1389 | 403.256 | 393.9196 | 402.51 | 467.1012 | 457.6924 | 451.8502 | 445.814 | 431.1593 | 452.3907 | 462.6929 | 414.0554 | 429.2068 | 459.5769 | 464.1626 | 434.343 | 408.2186 | 405.1137 | 440.279 | 413.9959 | 399.3223 | 425.6942 | 451.6727 | 462.8897
NSW | N2 | New England | Solar | 1258.911 | 1302.1018 | 2029.2301 | 2456.3799 | 2174.2198 | 2311.7541 | 2578.2164 | 2825.4283 | 2717.3695 | 2840.073 | 2690.2274 | 2854.2411 | 2872.1597 | 2316.648 | 2478.5722 | 2676.5043 | 4105.1396 | 3819.7049 | 7831.9439 | 7238.2895 | 7829.1532 | 7633.1369 | 6250.5691 | 6676.1959 | 7228.4065 | 7541.4938
NSW | N3 | Central-West Orana | Solar | 2143.9395 | 3787.6304 | 3747.4776 | 3680.0327 | 6748.4001 | 7083.1104 | 8130.2826 | 7988.7911 | 7987.824 | 7912.1507 | 7766.7508 | 8233.1402 | 8231.6525 | 6944.2266 | 7259.2255 | 8025.0187 | 9458.3594 | 13784.6203 | 13138.0453 | 14552.5336 | 16054.7934 | 16200.4308 | 14112.3136 | 15025.6266 | 16937.4797 | 16355.3887
NSW | N4 | Broken Hill | Solar | 123.7745 | 104.1776 | 96.8863 | 99.1006 | 261.7536 | 268.5158 | 298.1912 | 282.5234 | 292.7775 | 273.7105 | 282.2095 | 286.8722 | 300.145 | 275.373 | 285.497 | 293.176 | 286.4248 | 281.7839 | 246.8948 | 474.8487 | 493.1047 | 460.4923 | 423.9028 | 444.6805 | 449.1665 | 433.3622
NSW | N5 | South West NSW | Solar | 2966.4695 | 2782.1726 | 3253.3815 | 3231.3819 | 3190.4872 | 3252.4997 | 3506.7126 | 3373.5859 | 3515.888 | 3339.9792 | 3208.6816 | 3358.6775 | 3410.2923 | 3276.2177 | 3076.5279 | 3137.7095 | 3081.7444 | 3107.8818 | 2811.5079 | 2658.3127 | 2862.0797 | 5750.6194 | 7447.2508 | 7841.5256 | 8317.4202 | 7902.1984
NSW | N6 | Wagga Wagga | Solar | 1565.7931 | 1422.0742 | 1408.7094 | 1434.6392 | 1330.303 | 1399.7882 | 1549.0094 | 1455.8832 | 1540.0867 | 1495.9769 | 1442.8959 | 1493.5724 | 1517.482 | 1366.4837 | 1447.3275 | 1517.2299 | 1448.6105 | 1482.7444 | 1394.8645 | 1330.6709 | 1397.2003 | 1370.3252 | 1262.8448 | 1329.2191 | 1384.2834 | 1315.6479
NSW | N7 | Tumut | Solar | 0 | 0 | 0 | 0 | 0 | 0 | 0 | 0 | 0 | 0 | 0 | 0 | 0 | 0 | 0 | 0 | 0 | 0 | 0 | 0 | 0 | 0 | 0 | 0 | 0 | 0
NSW | N8 | Cooma-Monaro | Solar | 0 | 0 | 0 | 0 | 0 | 0 | 0 | 0 | 0 | 0 | 0 | 0 | 0 | 0 | 0 | 0 | 0 | 0 | 0 | 0 | 0 | 0 | 0 | 0 | 0 | 0
VIC | V1 | Ovens Murray | Solar | 0 | 3.5777e-05 | 0.00010455 | 0.00043494 | 0.0010793 | 0.00117 | 0.001256 | 0.0010822 | 0.0012625 | 0.0012886 | 0.0012293 | 0.0012699 | 0.0012545 | 0.0011169 | 0.0011709 | 0.0012233 | 0.0010683 | 0.0035724 | 0.0034951 | 0.0071746 | 0.081832 | 0.080078 | 0.072489 | 0.076227 | 0.078934 | 0.069603
VIC | V2 | Murray River | Solar | 1222.114 | 1189.5982 | 997.9435 | 1174.6692 | 1192.2959 | 1288.8175 | 1340.1435 | 1298.5994 | 1372.4827 | 1342.7704 | 1605.3046 | 1640.4808 | 1668.572 | 1555.756 | 1616.9455 | 1573.1648 | 1533.1442 | 1596.583 | 1549.7795 | 1454.6498 | 3316.1996 | 3670.3183 | 4084.2342 | 4387.8468 | 4316.2916 | 3441.9505
VIC | V3 | Western Victoria | Solar | 0 | 3.0942e-05 | 7.6391e-05 | 0.00030384 | 0.00036717 | 0.00041996 | 0.00041897 | 0.0003762 | 0.00042963 | 0.00045211 | 0.00043558 | 0.00044941 | 0.00045715 | 0.00037042 | 0.00040892 | 0.00041285 | 0.00037593 | 0.00066043 | 0.00084034 | 0.00081663 | 0.0016536 | 0.0016772 | 0.0013843 | 0.0015111 | 0.0015279 | 0.0013921
VIC | V4 | South West Victoria | Solar | 0 | 0 | 0 | 0 | 0 | 0 | 0 | 0 | 0 | 0 | 0 | 0 | 0 | 0 | 0 | 0 | 0 | 0 | 0 | 0 | 0 | 0 | 0 | 0 | 0 | 0
VIC | V5 | Gippsland | Solar | 0 | 120.9674 | 102.6731 | 116.9784 | 107.0395 | 117.3914 | 129.5384 | 119.8016 | 124.8612 | 130.3059 | 133.6311 | 133.4307 | 130.7797 | 113.2446 | 117.9865 | 123.23 | 114.8647 | 115.4288 | 120.1297 | 122.2872 | 122.0051 | 121.5303 | 105.6211 | 111.2522 | 115.4214 | 110.287
VIC | V6 | Central North VIC | Solar | 847.8464 | 1085.7262 | 921.5089 | 1084.628 | 1100.3347 | 1223.8072 | 1287.0637 | 1209.8204 | 1317.9466 | 1302.5719 | 1206.3063 | 1239.0688 | 1241.1898 | 1160.4093 | 1225.3817 | 1202.8673 | 1139.3813 | 1199.3528 | 1186.2458 | 1090.184 | 921.471 | 932.3409 | 878.9692 | 939.5008 | 920.9554 | 890.1599
SA | S1 | South East SA | Solar | 296.7355 | 797.8191 | 938.5246 | 963.8414 | 837.5361 | 903.8481 | 909.8501 | 861.6828 | 917.8135 | 923.1218 | 905.1176 | 906.657 | 937.7073 | 861.0779 | 957.4229 | 957.1991 | 902.7599 | 935.6079 | 928.7378 | 873.3039 | 915.8553 | 894.5261 | 791.416 | 863.2998 | 831.617 | 619.4119
SA | S2 | Riverland | Solar | 42.406 | 95.1297 | 105.6887 | 110.0734 | 91.5333 | 98.041 | 104.0875 | 88.2032 | 93.3005 | 94.7255 | 94.1971 | 92.3179 | 97.8362 | 84.8765 | 91.3691 | 95.6437 | 91.4934 | 73.2601 | 428.8151 | 649.3334 | 682.5608 | 1393.3115 | 1432.5386 | 1518.048 | 1490.2233 | 1496.2887
SA | S3 | Mid-North SA | Solar | 0 | 3.9699e-05 | 0.0001251 | 0.00051919 | 0.00047854 | 0.0005074 | 0.00052663 | 0.00047921 | 0.00052192 | 0.00053418 | 0.00053505 | 0.00052391 | 0.00055567 | 0.00048436 | 0.00051355 | 0.00054891 | 0.00052191 | 0.0012541 | 0.001266 | 0.0015155 | 0.0014991 | 0.0019976 | 0.0019665 | 0.0020678 | 0.0021218 | 0.0019938
SA | S4 | Yorke Peninsula | Solar | 0 | 0 | 0 | 0 | 0 | 0 | 0 | 0 | 0 | 0 | 0 | 0 | 0 | 0 | 0 | 0 | 0 | 0 | 0 | 0 | 0 | 0 | 0 | 0 | 0 | 0
SA | S5 | Northern SA | Solar | 730.9387 | 634.8205 | 753.4633 | 771.2735 | 733.5655 | 746.4379 | 749.8069 | 742.2721 | 770.0444 | 720.1051 | 717.7884 | 713.1112 | 752.5231 | 750.6436 | 773.434 | 781.6898 | 772.5151 | 792.6639 | 729.9234 | 695.6485 | 169.304 | 150.0613 | 148.4329 | 0.0026512 | 0.0026806 | 0.0025131
SA | S6 | Leigh Creek | Solar | 0 | 4.5832e-05 | 0.00023834 | 0.00077237 | 205.1413 | 213.6756 | 221.0875 | 217.522 | 225.9655 | 214.8304 | 222.0996 | 221.9974 | 233.4979 | 211.6143 | 222.5376 | 230.2155 | 225.6141 | 313.5824 | 291.5095 | 488.4264 | 510.2564 | 512.1861 | 652.5395 | 680.35 | 667.9151 | 726.1342
SA | S7 | Roxby Downs | Solar | 0 | 5.2114e-05 | 0.00030751 | 642.2668 | 548.4181 | 571.3696 | 594.3352 | 578.8684 | 600.6675 | 580.9031 | 601.2646 | 595.2617 | 628.8671 | 565.8108 | 597.9393 | 620.1652 | 604.397 | 617.9828 | 585.9177 | 1252.1932 | 1309.7891 | 1264.7148 | 1236.4167 | 1282.6161 | 1253.7137 | 1268.6155
SA | S8 | Eastern Eyre Peninsula | Solar | 0 | 3.4798e-05 | 8.4954e-05 | 0.00028912 | 0.00024604 | 0.00026676 | 0.00027534 | 0.00024468 | 0.00026339 | 0.00027468 | 0.00028461 | 0.00027034 | 0.00029167 | 0.00024261 | 0.00026305 | 0.00036316 | 0.00033014 | 0.00059147 | 0.00060744 | 0.00076936 | 0.00073595 | 0.00096969 | 0.00080699 | 0.00086885 | 0.0010858 | 0.00099502
SA | S9 | Western Eyre Peninsula | Solar | 0 | 4.0167e-05 | 0.00016491 | 0.00077111 | 0.0006835 | 0.00072608 | 0.00076508 | 0.00069742 | 0.00075787 | 0.00076843 | 0.00078623 | 0.00075601 | 0.00079415 | 0.00069534 | 0.00073778 | 0.00077259 | 0.00074084 | 0.0031615 | 0.0031079 | 0.0043679 | 0.0042521 | 0.006315 | 0.0055306 | 0.0058327 | 0.0090197 | 0.0084756
TAS | T1 | North East Tasmania | Solar | 0 | 1.9466e-05 | 2.7149e-05 | 3.1347e-05 | 3.7103e-05 | 4.882e-05 | 6.2017e-05 | 5.681e-05 | 8.2061e-05 | 0.00014753 | 0.00014377 | 0.00014494 | 0.00014154 | 0.00012266 | 0.00012888 | 0.00017516 | 0.00015295 | 0.00025761 | 0.0003107 | 0.00030139 | 0.00031201 | 0.00035656 | 0.00036333 | 0.00037856 | 0.00049004 | 0.0004229
TAS | T2 | North West Tasmania | Solar | 0 | 1.6054e-05 | 7.0551e-05 | 9.1688e-05 | 9.3014e-05 | 0.0001114 | 0.00012078 | 0.00011696 | 0.00013303 | 0.00020361 | 0.00018563 | 0.0002043 | 0.0002048 | 0.0001752 | 0.00019534 | 0.00070085 | 0.00062737 | 0.00065272 | 0.00072354 | 0.00066136 | 0.00067294 | 0.00067568 | 0.0005755 | 0.00063036 | 0.00064092 | 0.00056923
TAS | T3 | Central Highlands | Solar | 0 | 1.8278e-05 | 2.4653e-05 | 3.0064e-05 | 3.3856e-05 | 3.7714e-05 | 5.5893e-05 | 5.5141e-05 | 7.8361e-05 | 0.00013595 | 0.00012693 | 0.00012684 | 0.00012824 | 0.00011073 | 0.00011139 | 0.00015018 | 0.00014073 | 0.00023269 | 0.00029337 | 0.00027285 | 0.00027696 | 0.00032185 | 0.00034515 | 0.00034335 | 0.00046402 | 0.00041733
Region | REZ | REZ Name | Technology | 2024-25 | 2025-26 | 2026-27 | 2027-28 | 2028-29 | 2029-30 | 2030-31 | 2031-32 | 2032-33 | 2033-34 | 2034-35 | 2035-36 | 2036-37 | 2037-38 | 2038-39 | 2039-40 | 2040-41 | 2041-42 | 2042-43 | 2043-44 | 2044-45 | 2045-46 | 2046-47 | 2047-48 | 2048-49 | 2049-50
QLD | Q1 | Far North QLD | Wind | 1026.0548 | 2813.0905 | 2712.9649 | 2902.0208 | 2715.4497 | 2908.1948 | 3161.1442 | 3201.3518 | 3118.1626 | 2711.2813 | 2875.6936 | 3085.0148 | 3056.1229 | 2943.901 | 3163.0068 | 3214.4898 | 3264.0694 | 3119.6778 | 2731.1824 | 2490.3354 | 2616.0985 | 2502.5864 | 2368.2063 | 2544.7805 | 1864.0592 | 1882.3358
QLD | Q2 | North Qld Clean Energy Hub | Wind | 117.3819 | 166.4196 | 164.8893 | 176.9186 | 141.5216 | 140.0605 | 162.101 | 166.6638 | 166.5013 | 153.9473 | 162.2128 | 177.2486 | 182.7403 | 155.6004 | 154.9513 | 169.0698 | 175.526 | 172.9851 | 159.7784 | 172.7127 | 184.2657 | 42.6566 | 43.2709 | 44.119 | 44.5479 | 44.9989
QLD | Q3 | Northern Qld | Wind | 0 | 0 | 0 | 0 | 0 | 0 | 0 | 0 | 0 | 0 | 0 | 0 | 0 | 0 | 0 | 0 | 0 | 0 | 0 | 0 | 0 | 0 | 0 | 0 | 0 | 0
QLD | Q4 | Isaac | Wind | 0 | 1095.8607 | 2986.4788 | 3384.3453 | 4432.0949 | 4464.8739 | 4959.7394 | 5275.8128 | 4927.5242 | 4732.5599 | 5261.064 | 5352.6692 | 5266.0361 | 5364.2512 | 5348.4483 | 5632.5029 | 6024.5815 | 5542.7693 | 5321.5219 | 5439.2649 | 5449.9216 | 5562.2449 | 5623.6995 | 5604.4413 | 6642.206 | 7026.1913
QLD | Q5 | Barcaldine | Wind | 0 | 0.00038334 | 241.9131 | 241.4884 | 259.6757 | 252.8387 | 296.7219 | 280.5236 | 295.7964 | 277.133 | 264.0032 | 279.355 | 269.9121 | 281.4006 | 272.9289 | 301.5467 | 287.3093 | 298.0398 | 281.785 | 277.4234 | 286.3062 | 267.1734 | 278.9179 | 269.1569 | 291.7118 | 276.4075
QLD | Q6 | Fitzroy | Wind | 0 | 0.0012633 | 334.1839 | 345.9633 | 2548.1268 | 2641.6008 | 2766.035 | 2736.555 | 2794.3651 | 2635.7721 | 2663.7749 | 2582.6542 | 2571.6529 | 2837.2104 | 2875.5759 | 2820.6785 | 2806.8544 | 2810.9909 | 2672.1239 | 2731.1304 | 2608.6043 | 2559.8017 | 2812.3071 | 2852.1876 | 2762.8007 | 2698.6994
QLD | Q7 | Wide Bay | Wind | 0 | 0.00016273 | 0.00018783 | 0.0001995 | 637.4785 | 666.1481 | 712.8983 | 655.1361 | 692.1117 | 654.6017 | 640.6128 | 662.0414 | 616.0799 | 715.7897 | 725.6273 | 722.6672 | 664.5317 | 690.6162 | 658.5226 | 645.7142 | 661.5843 | 613.8252 | 708.3581 | 737.6577 | 728.8563 | 653.0189
QLD | Q8 | Darling Downs | Wind | 4421.4 | 5542.5608 | 10231.6744 | 12661.5663 | 13816.112 | 13472.2968 | 14566.2273 | 13593.4794 | 14651.3339 | 13645.4506 | 15485.705 | 16500.5485 | 16932.4855 | 17116.516 | 16643.5734 | 17025.0514 | 16017.3002 | 18623.2917 | 17807.325 | 17397.2332 | 16845.9258 | 17030.4999 | 17499.5599 | 17025.3292 | 17239.5596 | 16095.1844
QLD | Q9 | Banana | Wind | 0 | 0.000175 | 0.00031898 | 0.00033708 | 8.3154 | 8.3437 | 9.3758 | 8.8637 | 9.4256 | 8.7139 | 8.7756 | 9.0737 | 8.7191 | 9.4889 | 9.3673 | 9.5084 | 9.0881 | 9.3474 | 8.6736 | 8.7773 | 9.0055 | 8.5451 | 9.2783 | 9.1353 | 9.2696 | 8.7057
NSW | N1 | North West NSW | Wind | 0 | 0 | 0 | 0 | 0 | 0 | 0 | 0 | 0 | 0 | 0 | 0 | 0 | 0 | 0 | 0 | 0 | 0 | 0 | 0 | 0 | 0 | 0 | 0 | 0 | 0
NSW | N2 | New England | Wind | 1290.0849 | 9306.0939 | 9897.9532 | 12971.1187 | 17862.5891 | 16413.511 | 17293.9192 | 17590.5779 | 18166.91 | 17795.6876 | 17675.2031 | 18287.5733 | 18661.1234 | 24402.4749 | 21851.637 | 23259.6817 | 21982.9317 | 23364.5271 | 22900.3348 | 21837.227 | 22633.6204 | 22711.372 | 24067.2086 | 21903.53 | 22696.0425 | 21361.82
NSW | N3 | Central-West Orana | Wind | 380.4455 | 1980.015 | 4218.5294 | 4342.4449 | 4520.5176 | 4239.6549 | 4401.263 | 4197.0422 | 4440.1359 | 4329.8035 | 4305.5633 | 4558.991 | 4717.3172 | 4624.983 | 4327.7155 | 4350.3153 | 4199.7506 | 4374.2952 | 4204.9869 | 4131.5848 | 4375.1841 | 4441.4913 | 4451.0725 | 4143.665 | 4104.8381 | 3696.6236
NSW | N4 | Broken Hill | Wind | 628.4677 | 617.0642 | 819.546 | 815.6248 | 769.5546 | 804.2714 | 842.7059 | 844.3094 | 814.7615 | 780.6646 | 782.6034 | 831.8641 | 827.1932 | 780.8125 | 822.0923 | 838.1276 | 846.2604 | 805.4947 | 759.9626 | 168.1275 | 180.9059 | 656.1448 | 631.6064 | 663.0625 | 695.4566 | 713.4262
NSW | N5 | South West NSW | Wind | 0 | 0.0019922 | 0.0020986 | 0.0021899 | 0.0018137 | 0.0020298 | 0.0020366 | 0.0020369 | 0.0019497 | 0.0019828 | 0.0019786 | 0.0021135 | 0.0021781 | 0.0017992 | 0.0020078 | 0.0019961 | 0.0029186 | 0.0026226 | 0.0026209 | 0.0026297 | 0.0028014 | 0.0050876 | 0.0042063 | 0.0051414 | 0.0073293 | 129.794
NSW | N6 | Wagga Wagga | Wind | 0 | 0.00050182 | 0.00051493 | 0.00052623 | 0.00055556 | 0.00057852 | 0.00052492 | 0.00052525 | 0.0005329 | 0.00055179 | 0.0005135 | 0.00055807 | 0.00057451 | 0.0005242 | 0.00056646 | 0.00060234 | 0.00095634 | 0.00094405 | 0.00094555 | 0.0008749 | 0.00094621 | 0.0012509 | 0.0011395 | 0.0017288 | 0.0016981 | 0.0026545
NSW | N7 | Tumut | Wind | 0 | 0 | 0 | 0 | 0 | 0 | 0 | 0 | 0 | 0 | 0 | 0 | 0 | 0 | 0 | 0 | 0 | 0 | 0 | 0 | 0 | 0 | 0 | 0 | 0 | 0
NSW | N8 | Cooma-Monaro | Wind | 313.1495 | 1130.2348 | 1211.5212 | 1162.7314 | 1230.593 | 1189.3638 | 1323.9954 | 1328.614 | 1213.8499 | 1251.0575 | 1237.7633 | 1303.4342 | 1259.9044 | 1256.4734 | 1223.4363 | 1310.7949 | 1235.4454 | 1111.0362 | 1135.915 | 1100.0416 | 1185.1882 | 1095.2027 | 1123.2298 | 1120.2244 | 1192.1959 | 1219.8477
VIC | V1 | Ovens Murray | Wind | 0 | 0 | 0 | 0 | 0 | 0 | 0 | 0 | 0 | 0 | 0 | 0 | 0 | 0 | 0 | 0 | 0 | 0 | 0 | 0 | 0 | 0 | 0 | 0 | 0 | 0
VIC | V2 | Murray River | Wind | 0 | 0 | 0 | 0 | 0 | 0 | 0 | 0 | 0 | 0 | 0 | 0 | 0 | 0 | 0 | 0 | 0 | 0 | 0 | 0 | 0 | 0 | 0 | 0 | 0 | 0
VIC | V3 | Western Victoria | Wind | 4903.467 | 4748.375 | 4651.2986 | 7490.5431 | 6938.0866 | 7577.7851 | 7457.8516 | 8142.549 | 7337.3416 | 7204.7997 | 6656.2904 | 6914.9985 | 7070.2526 | 6245.4387 | 6719.7014 | 6268.5454 | 6848.7102 | 6124.0711 | 6131.6487 | 5811.9988 | 5186.2917 | 5395.1609 | 4938.8252 | 4805.7258 | 4457.9643 | 3030.2685
VIC | V4 | South West Victoria | Wind | 5669.8841 | 8261.062 | 8241.5664 | 8802.0837 | 8052.1013 | 8839.3348 | 8676.1409 | 9416.3459 | 8389.1086 | 8459.1112 | 8694.5229 | 9040.0712 | 9254.4482 | 8094.6736 | 8015.7166 | 7390.387 | 7680.415 | 6642.7309 | 6787.8858 | 6460.4102 | 6840.6932 | 4481.9904 | 3965.0819 | 4693.7292 | 5005.844 | 5927.8146
VIC | V5 | Gippsland | Wind | 0 | 0.00020775 | 0.00057068 | 1071.1285 | 957.2239 | 1006.6643 | 996.6514 | 1079.8499 | 998.6455 | 988.8236 | 1012.312 | 1002.6602 | 1102.499 | 960.1716 | 978.1759 | 912.4675 | 987.4846 | 906.3598 | 922.0013 | 938.74 | 942.4925 | 1056.5809 | 940.319 | 968.6121 | 921.8322 | 1027.7383
VIC | V6 | Central North VIC | Wind | 0 | 0.00011195 | 0.00031054 | 0.0019499 | 0.0017069 | 0.0018682 | 0.0017705 | 0.0017938 | 0.0018759 | 0.0019181 | 0.0017464 | 0.0019262 | 0.0019034 | 0.0016276 | 0.0017138 | 0.001631 | 0.0016773 | 0.0017277 | 0.0017395 | 0.0015653 | 0.0017171 | 0.0021243 | 0.0018533 | 0.0020021 | 0.0024147 | 0.0026608
SA | S1 | South East SA | Wind | 659.1518 | 628.0724 | 768.5283 | 1562.5265 | 1773.1038 | 1891.983 | 1837.5438 | 2096.9936 | 1878.9663 | 1848.7086 | 1852.8744 | 1744.7573 | 1806.4265 | 1603.6504 | 1376.2997 | 1316.2259 | 1478.541 | 2805.651 | 2754.1496 | 2671.6524 | 3320.7527 | 3481.0076 | 3128.3053 | 3491.9927 | 3291.9082 | 3778.867
SA | S2 | Riverland | Wind | 0 | 9.017e-05 | 0.00070158 | 0.00068946 | 0.00080604 | 0.00089846 | 0.00087507 | 0.00086932 | 0.00082444 | 0.00087171 | 0.00083439 | 0.00098576 | 0.00094991 | 0.00080484 | 0.0009465 | 0.0014084 | 0.0016234 | 0.0020043 | 0.0021107 | 0.0020118 | 0.0031377 | 0.0030715 | 0.0026171 | 0.0028444 | 0.003373 | 0.0034822
SA | S3 | Mid-North SA | Wind | 3967.7042 | 4520.6111 | 5900.6075 | 5835.7303 | 5312.5836 | 5428.3433 | 5475.0527 | 5769.8446 | 5240.8782 | 5079.7924 | 4775.2213 | 5240.4799 | 4648.8167 | 4375.802 | 4503.4559 | 3537.8094 | 3754.0535 | 3401.5651 | 3480.9359 | 2662.8917 | 3180.4675 | 4601.8721 | 4230.4252 | 4403.8362 | 4479.8008 | 4865.8044
SA | S4 | Yorke Peninsula | Wind | 237.2867 | 193.1052 | 304.1951 | 307.1362 | 374.6547 | 273.9823 | 270.1093 | 307.0732 | 271.3313 | 286.4986 | 266.1134 | 308.2507 | 292.7373 | 281.343 | 292.7274 | 286.5639 | 343.649 | 302.5721 | 314.6715 | 291.6945 | 334.9573 | 308.5541 | 295.7125 | 303.7118 | 287.4834 | 333.5501
SA | S5 | Northern SA | Wind | 1280.6065 | 1145.6683 | 1364.8887 | 1382.6878 | 1250.5731 | 1278.8983 | 1314.6693 | 1308.8408 | 1215.0967 | 1251.3277 | 1228.8704 | 1336.1509 | 1372.276 | 1293.4634 | 1326.4574 | 1361.7624 | 1371.0966 | 1246.2315 | 1274.6884 | 1241.6601 | 1355.7354 | 607.1308 | 508.4246 | 510.7702 | 520.8733 | 570.1147
SA | S6 | Leigh Creek | Wind | 0 | 0.00016354 | 0.0017909 | 0.0018128 | 1929.5035 | 1899.2081 | 1932.5708 | 1906.5786 | 1858.4342 | 1811.7889 | 1720.3803 | 1857.5829 | 1839.394 | 2000.1701 | 1971.8545 | 2013.5304 | 2005.3016 | 1914.9872 | 1850.3889 | 1733.1288 | 1872.2861 | 1771.0939 | 1948.5655 | 1910.0857 | 1899.6851 | 1893.5391
SA | S7 | Roxby Downs | Wind | 0 | 0 | 0 | 0 | 0 | 0 | 0 | 0 | 0 | 0 | 0 | 0 | 0 | 0 | 0 | 0 | 0 | 0 | 0 | 0 | 0 | 0 | 0 | 0 | 0 | 0
SA | S8 | Eastern Eyre Peninsula | Wind | 296.4458 | 263.3898 | 336.2909 | 332.1709 | 329.1806 | 337.5911 | 170.6595 | 157.4609 | 134.2631 | 133.7823 | 137.1946 | 0.42488 | 0.41241 | 337.2682 | 345.3154 | 407.8553 | 1030.5141 | 911.0796 | 908.4944 | 863.2301 | 994.23 | 895.0247 | 886.0928 | 906.3215 | 862.9618 | 987.0967
SA | S9 | Western Eyre Peninsula | Wind | 0 | 0.00014445 | 763.3541 | 738.5549 | 691.1905 | 710.2223 | 707.1603 | 779.6239 | 706.9935 | 701.5652 | 667.6594 | 766.7609 | 737.4237 | 731.6203 | 746.437 | 761.8883 | 853.3751 | 795.5839 | 783.8366 | 740.4903 | 848.8068 | 771.413 | 764.2092 | 780.9987 | 759.0336 | 869.9153
TAS | T1 | North East Tasmania | Wind | 500.7976 | 566.9503 | 524.3399 | 525.0944 | 490.7175 | 458.7347 | 420.7827 | 446.8052 | 425.2832 | 447.75 | 500.5015 | 470.0068 | 478.7817 | 435.6184 | 400.3664 | 368.7551 | 397.7235 | 396.0514 | 407.4275 | 459.7658 | 434.5283 | 462.4817 | 436.009 | 422.4729 | 405.0029 | 439.5034
TAS | T2 | North West Tasmania | Wind | 651.3642 | 693.4292 | 706.9111 | 674.3172 | 629.6074 | 868.2034 | 1467.4596 | 2025.1868 | 2489.3042 | 2945.8568 | 3056.4008 | 3545.2199 | 3579.6268 | 3474.8085 | 3860.3841 | 3822.1483 | 3983.5108 | 4277.2804 | 4144.1874 | 4306.6168 | 4516.4367 | 4703.0644 | 4527.4351 | 4582.3885 | 4237.4047 | 4432.6144
TAS | T3 | Central Highlands | Wind | 475.0253 | 533.1432 | 1796.2401 | 3131.6204 | 3401.2156 | 3640.1442 | 4511.2801 | 4540.7505 | 4557.9883 | 4696.5701 | 5375.7626 | 5420.1283 | 6309.0641 | 6047.8254 | 6080.1215 | 5435.054 | 5525.64 | 5803.1165 | 5674.8396 | 5914.3842 | 5570.8425 | 6136.9485 | 5778.0935 | 5985.2831 | 5559.5595 | 5653.428
Region | REZ | REZ Name | Technology | 2024-25 | 2025-26 | 2026-27 | 2027-28 | 2028-29 | 2029-30 | 2030-31 | 2031-32 | 2032-33 | 2033-34 | 2034-35 | 2035-36 | 2036-37 | 2037-38 | 2038-39 | 2039-40 | 2040-41 | 2041-42 | 2042-43 | 2043-44 | 2044-45 | 2045-46 | 2046-47 | 2047-48 | 2048-49 | 2049-50
NSW | O1 | Hunter Coast | Offshore Wind | 0 | 0 | 0 | 2.118e-05 | 3.477e-05 | 2.9924e-05 | 2.7605e-05 | 2.4695e-05 | 2.5679e-05 | 2.9374e-05 | 3.3607e-05 | 3.5005e-05 | 4.0926e-05 | 4.7538e-05 | 3.9873e-05 | 5.1133e-05 | 4.9109e-05 | 5.6752e-05 | 6.2594e-05 | 6.8625e-05 | 6.7892e-05 | 7.9455e-05 | 9.3927e-05 | 7.9096e-05 | 9.8882e-05 | 8.9685e-05
NSW | O2 | Illawarra Coast | Offshore Wind | 0 | 0 | 0 | 1.8878e-05 | 0.00013895 | 0.00013121 | 0.00011639 | 0.00011299 | 0.00011151 | 0.00011672 | 0.00011739 | 0.00012818 | 0.00012805 | 0.00016008 | 0.00014941 | 0.00018063 | 0.00021296 | 0.0002275 | 0.00022895 | 0.00022623 | 0.00025078 | 0.00026326 | 0.00033249 | 0.00031254 | 0.00039413 | 0.00041758
VIC | O3 | Gippsland Coast | Offshore Wind | 0 | 0 | 0 | 2.5255e-05 | 4907.9653 | 5659.0885 | 5657.0366 | 8085.6285 | 10015.5311 | 12777.8321 | 15720.7301 | 16885.5431 | 16301.9391 | 17121.2101 | 16929.9201 | 18160.0061 | 19439.7361 | 17961.5661 | 18552.5901 | 18816.0641 | 19412.5021 | 18921.9241 | 18731.8481 | 18637.9471 | 18060.6641 | 19667.4961
TAS | O4 | North West Tasmania Coast | Offshore Wind | 0 | 0 | 0 | 1.7781e-05 | 8.2011e-05 | 9.5622e-05 | 8.9396e-05 | 9.8227e-05 | 9.2293e-05 | 0.00010599 | 0.00011201 | 0.0001338 | 0.0001327 | 0.00014037 | 0.0001597 | 0.00020781 | 0.00022191 | 0.00020607 | 0.00021536 | 0.00020811 | 0.00021843 | 0.0002219 | 0.00022276 | 0.0002755 | 0.00026848 | 0.00029516
VIC | O5 | Portland Coast | Offshore Wind | 0 | 0 | 0 | 1.7954e-05 | 0.00026236 | 0.00085765 | 0.00080058 | 0.00079752 | 0.00076296 | 0.0032452 | 0.0032341 | 2937.2361 | 6742.4625 | 8798.2461 | 13438.0671 | 14262.6911 | 14916.1821 | 13455.4471 | 13574.3481 | 13427.2661 | 14249.4871 | 14465.8901 | 13875.7181 | 15076.9471 | 14156.4141 | 15073.6501
SA | O6 | South East SA Coast | Offshore Wind | 0 | 0 | 0 | 1.7939e-05 | 0.00010506 | 0.00012297 | 0.00010143 | 0.00010528 | 0.0001004 | 0.00010593 | 0.00010703 | 0.00011114 | 0.00012896 | 0.00013582 | 0.00016702 | 0.00017055 | 0.00020265 | 0.00021667 | 0.00022389 | 0.00022244 | 0.00023401 | 0.00027409 | 0.00028225 | 0.00032492 | 0.00034068 | 0.00036605

## Marinus_S2_REZ Capacity
Installed capacity by REZ (MW) - Marinus_S2, Green Energy Exports scenario
Capacity calculated on 1 July. In early study years some wind and solar projects enter later in the financial year and are therefore reflected in the following financial year's capacity.
Note: the REZ capacity includes capacity from the existing, committed and anticipated renewables mapped to the relevant REZs
Explicitly modelled generation
Region | REZ | REZ Name | Technology | 2024-25 | 2025-26 | 2026-27 | 2027-28 | 2028-29 | 2029-30 | 2030-31 | 2031-32 | 2032-33 | 2033-34 | 2034-35 | 2035-36 | 2036-37 | 2037-38 | 2038-39 | 2039-40 | 2040-41 | 2041-42 | 2042-43 | 2043-44 | 2044-45 | 2045-46 | 2046-47 | 2047-48 | 2048-49 | 2049-50
QLD | Q1 | Far North QLD | Solar | 0 | 0 | 0 | 0 | 0 | 0 | 0 | 0 | 0 | 0 | 0 | 0 | 0 | 0 | 0 | 0 | 0 | 0 | 0 | 0 | 0 | 0 | 0 | 0 | 0 | 0
QLD | Q2 | North Qld Clean Energy Hub | Solar | 83 | 83 | 83 | 83 | 83 | 83 | 83 | 83 | 83 | 83 | 83 | 83 | 83 | 33 | 33 | 33 | 33 | 33 | 33 | 33 | 33 | 33 | 18 | 18 | 0 | 0
QLD | Q3 | Northern Qld | Solar | 513.997 | 513.997 | 513.997 | 513.997 | 513.9973 | 513.9973 | 513.9973 | 513.9973 | 513.9973 | 524.5895 | 524.5895 | 524.5895 | 524.5895 | 524.5895 | 524.5895 | 524.5895 | 524.5895 | 524.5895 | 780.4416 | 686.535 | 780.4232 | 993.3767 | 993.3768 | 967.0194 | 1552.2591 | 1419.6621
QLD | Q4 | Isaac | Solar | 684.9 | 684.9 | 684.9 | 684.9 | 684.9002 | 684.9002 | 684.9002 | 684.9002 | 684.9002 | 684.9023 | 684.9023 | 684.9023 | 684.9023 | 684.9023 | 684.9023 | 684.9023 | 684.9023 | 684.9024 | 684.9088 | 684.9089 | 642.4089 | 642.4089 | 642.4089 | 642.4223 | 183.5223 | 38.2237
QLD | Q5 | Barcaldine | Solar | 14 | 14 | 14 | 14.0002 | 30.4513 | 30.4513 | 30.4513 | 30.4513 | 30.4513 | 69.5824 | 69.5824 | 69.5824 | 69.5824 | 69.5824 | 69.5824 | 69.5824 | 69.5824 | 69.5824 | 69.5824 | 59.7367 | 69.0058 | 76.5792 | 76.5792 | 78.6626 | 78.6629 | 78.663
QLD | Q6 | Fitzroy | Solar | 401.5 | 401.5 | 401.5 | 401.5 | 401.5002 | 401.5002 | 401.5002 | 401.5002 | 401.5002 | 401.5015 | 401.5015 | 401.5015 | 401.5015 | 401.5015 | 401.5015 | 401.5015 | 401.5015 | 401.5015 | 401.5036 | 401.5076 | 401.5077 | 401.5077 | 401.5077 | 401.5077 | 401.5077 | 401.5324
QLD | Q7 | Wide Bay | Solar | 607.83 | 607.83 | 607.83 | 607.8301 | 607.8302 | 607.8302 | 607.8302 | 607.8302 | 607.8302 | 607.8305 | 607.8305 | 607.8305 | 607.8305 | 607.8305 | 607.8305 | 607.8305 | 607.8305 | 607.8307 | 607.8308 | 607.8311 | 607.8311 | 607.8325 | 607.8325 | 537.6975 | 543.6451 | 560.7702
QLD | Q8 | Darling Downs | Solar | 1636.558 | 1636.558 | 1636.558 | 1636.5584 | 1636.5585 | 1636.5585 | 1636.5585 | 1636.5585 | 1636.5585 | 3344.6641 | 4168.7653 | 4168.7653 | 4047.7653 | 4047.7653 | 4047.7653 | 4047.7653 | 4047.7653 | 4047.7653 | 4083.9257 | 5222.1679 | 5226.8215 | 5332.6914 | 5083.3374 | 4689.2974 | 5015.889 | 5525.1553
QLD | Q9 | Banana | Solar | 0 | 0 | 0 | 0.0001311 | 0.0001978 | 0.00019781 | 0.00019782 | 0.00019786 | 0.00019795 | 0.00087568 | 0.0033175 | 0.0033187 | 0.0033192 | 0.0033194 | 0.0033195 | 0.0033212 | 437.7206 | 437.7207 | 438.3596 | 438.3596 | 438.3596 | 438.3598 | 438.3598 | 924.6116 | 977.6273 | 2866.579
NSW | N1 | North West NSW | Solar | 166 | 166 | 181.813 | 181.813 | 193.412 | 193.412 | 193.412 | 193.412 | 193.412 | 193.412 | 193.412 | 193.412 | 193.412 | 193.412 | 193.412 | 193.412 | 194.5111 | 194.528 | 199.3376 | 210.9845 | 210.9845 | 210.9845 | 225.3046 | 233.8425 | 238.503 | 245.9531
NSW | N2 | New England | Solar | 555 | 620 | 938.477 | 1136.509 | 1249.8746 | 1249.8746 | 1249.8746 | 1249.8746 | 1249.8746 | 1249.8746 | 1249.8746 | 1249.8746 | 1249.8746 | 1249.8746 | 1249.8746 | 1249.8746 | 1831.5999 | 1831.5999 | 3540 | 3520 | 3520 | 3520 | 3520 | 3520 | 3520 | 3520
NSW | N3 | Central-West Orana | Solar | 902.095 | 1739.095 | 1739.095 | 1739.095 | 3370.3926 | 3370.3926 | 3370.3926 | 3370.3926 | 3370.3926 | 3370.3926 | 3370.3926 | 3370.3926 | 3370.3926 | 3370.3926 | 3370.3926 | 3370.3926 | 3981.492 | 5904.336 | 5802.311 | 6630.9196 | 6842.5876 | 7135.1125 | 7223.8586 | 7421.201 | 7600.07 | 7397.03
NSW | N4 | Broken Hill | Solar | 53 | 53 | 53.0003 | 53.0012 | 132.9814 | 132.9814 | 132.9814 | 132.9814 | 132.9814 | 132.9814 | 132.9814 | 132.9814 | 132.9814 | 132.9814 | 132.9814 | 132.9814 | 132.9814 | 132.9814 | 132.9814 | 229.0515 | 229.0515 | 229.0515 | 229.0515 | 229.0515 | 229.0515 | 229.0515
NSW | N5 | South West NSW | Solar | 1500.4 | 1500.4 | 1500.4001 | 1500.4003 | 1500.4034 | 1500.4034 | 1500.4034 | 1500.4034 | 1500.4034 | 1500.4034 | 1500.4034 | 1500.4034 | 1500.4034 | 1500.4034 | 1350.1034 | 1350.1034 | 1350.1034 | 1350.1034 | 1350.1034 | 1350.1034 | 1350.1034 | 2727.3954 | 3752.258 | 3752.258 | 3885.7375 | 3843.5936
NSW | N6 | Wagga Wagga | Solar | 683.028 | 683.028 | 683.0281 | 683.0281 | 683.0285 | 683.0285 | 683.0285 | 683.0285 | 683.0285 | 683.0285 | 683.0285 | 683.0285 | 683.0285 | 683.0285 | 683.0285 | 683.0285 | 683.0285 | 683.0286 | 683.0286 | 683.0287 | 683.0287 | 683.0293 | 683.0295 | 683.0295 | 683.0297 | 683.0297
NSW | N7 | Tumut | Solar | 0 | 0 | 0 | 0 | 0 | 0 | 0 | 0 | 0 | 0 | 0 | 0 | 0 | 0 | 0 | 0 | 0 | 0 | 0 | 0 | 0 | 0 | 0 | 0 | 0 | 0
NSW | N8 | Cooma-Monaro | Solar | 0 | 0 | 0 | 0 | 0 | 0 | 0 | 0 | 0 | 0 | 0 | 0 | 0 | 0 | 0 | 0 | 0 | 0 | 0 | 0 | 0 | 0 | 0 | 0 | 0 | 0
VIC | V1 | Ovens Murray | Solar | 0 | 0 | 0 | 0.00028594 | 0.00075898 | 0.00075899 | 0.00075899 | 0.00075902 | 0.00075973 | 0.00075975 | 0.00075977 | 0.00075978 | 0.00075981 | 0.00075986 | 0.0007599 | 0.00076045 | 0.00076067 | 0.0022673 | 0.0022701 | 0.004781 | 0.051391 | 0.051394 | 0.051399 | 0.0514 | 0.051411 | 0.051412
VIC | V2 | Murray River | Solar | 679.093 | 774.093 | 774.093 | 774.093 | 774.093 | 774.093 | 774.093 | 774.093 | 774.093 | 774.093 | 774.093 | 774.093 | 774.093 | 774.093 | 774.093 | 774.093 | 774.093 | 774.0931 | 774.0931 | 774.0931 | 1699.9214 | 1820.1011 | 2247.2245 | 2247.2245 | 2249.667 | 1852.217
VIC | V3 | Western Victoria | Solar | 0 | 0 | 0 | 0.00020232 | 0.0002862 | 0.00028621 | 0.00028621 | 0.00028631 | 0.00028676 | 0.00028695 | 0.000287 | 0.00028703 | 0.00028707 | 0.00028718 | 0.00028725 | 0.00028773 | 0.00028815 | 0.00046123 | 0.0005827 | 0.00058849 | 0.0011215 | 0.0011228 | 0.0011238 | 0.0011246 | 0.0011274 | 0.0011298
VIC | V4 | South West Victoria | Solar | 0 | 0 | 0 | 0 | 0 | 0 | 0 | 0 | 0 | 0 | 0 | 0 | 0 | 0 | 0 | 0 | 0 | 0 | 0 | 0 | 0 | 0 | 0 | 0 | 0 | 0
VIC | V5 | Gippsland | Solar | 0 | 77 | 77 | 77 | 77 | 77 | 77 | 77 | 77 | 77 | 77 | 77 | 77 | 77 | 77 | 77 | 77 | 77 | 77 | 77 | 77 | 77 | 77 | 77 | 77 | 77
VIC | V6 | Central North VIC | Solar | 402.48 | 622.48 | 622.48 | 622.48 | 622.48 | 622.48 | 622.48 | 622.48 | 622.48 | 622.48 | 622.48 | 622.48 | 622.48 | 622.48 | 622.48 | 622.48 | 622.48 | 622.48 | 622.48 | 622.48 | 512 | 512 | 512 | 512 | 512 | 512
SA | S1 | South East SA | Solar | 155.16 | 512.16 | 512.16 | 512.16 | 512.16 | 512.16 | 512.16 | 512.16 | 512.16 | 512.16 | 512.16 | 512.16 | 512.16 | 512.16 | 512.16 | 512.16 | 512.16 | 512.16 | 512.16 | 512.16 | 512.16 | 512.16 | 512.16 | 512.16 | 512.16 | 404.16
SA | S2 | Riverland | Solar | 25.26 | 55.26 | 55.26 | 55.26 | 55.26 | 55.26 | 55.26 | 49.14 | 49.14 | 49.14 | 49.14 | 49.14 | 49.14 | 49.14 | 49.14 | 49.14 | 49.14 | 37.3805 | 209.605 | 330.7091 | 330.7091 | 675.8791 | 807.3914 | 807.3914 | 807.3914 | 807.3915
SA | S3 | Mid-North SA | Solar | 0 | 0 | 0 | 0.00031654 | 0.00033096 | 0.00033097 | 0.00033098 | 0.00033103 | 0.00033112 | 0.00033125 | 0.00033141 | 0.00033146 | 0.00033159 | 0.00033232 | 0.00033242 | 0.00034152 | 0.00034862 | 0.00078987 | 0.00081219 | 0.00099373 | 0.00099454 | 0.0012773 | 0.0014437 | 0.0014445 | 0.0014479 | 0.0014507
SA | S4 | Yorke Peninsula | Solar | 0 | 0 | 0 | 0 | 0 | 0 | 0 | 0 | 0 | 0 | 0 | 0 | 0 | 0 | 0 | 0 | 0 | 0 | 0 | 0 | 0 | 0 | 0 | 0 | 0 | 0
SA | S5 | Northern SA | Solar | 349.2 | 349.2 | 349.2 | 349.2004 | 349.2004 | 349.2004 | 349.2004 | 349.2004 | 349.2004 | 349.2004 | 349.2004 | 349.2004 | 349.2004 | 349.2004 | 349.2004 | 349.2004 | 349.2004 | 349.201 | 349.201 | 349.2012 | 79.2012 | 79.2016 | 79.2017 | 0.0016877 | 0.0016944 | 0.0016964
SA | S6 | Leigh Creek | Solar | 0 | 0 | 0.00014401 | 0.00044803 | 104.5407 | 104.5407 | 104.5407 | 104.5407 | 104.5407 | 104.5407 | 104.5407 | 104.5407 | 104.5407 | 104.5407 | 104.5407 | 104.5407 | 104.5407 | 141.8542 | 141.8542 | 239.1205 | 239.1205 | 244.3046 | 349.0369 | 349.0369 | 349.0369 | 377.2756
SA | S7 | Roxby Downs | Solar | 0 | 0 | 0.00017471 | 265.192 | 265.192 | 265.192 | 265.192 | 265.192 | 265.192 | 265.192 | 265.192 | 265.192 | 265.192 | 265.192 | 265.192 | 265.192 | 265.192 | 265.192 | 265.192 | 579.6818 | 579.6818 | 579.6818 | 638.8066 | 638.8066 | 638.8066 | 639.6938
SA | S8 | Eastern Eyre Peninsula | Solar | 0 | 0 | 0 | 0.00018475 | 0.00018552 | 0.00018553 | 0.00018555 | 0.00018558 | 0.00018568 | 0.00018585 | 0.00018609 | 0.00018616 | 0.00018638 | 0.00018678 | 0.00018696 | 0.00023853 | 0.00023959 | 0.00040929 | 0.00042189 | 0.00052696 | 0.00052757 | 0.00065356 | 0.00065627 | 0.00065894 | 0.00078034 | 0.00078228
SA | S9 | Western Eyre Peninsula | Solar | 0 | 0 | 0.00010758 | 0.00044768 | 0.0004492 | 0.00044921 | 0.00044922 | 0.00044925 | 0.00044933 | 0.00044946 | 0.00044957 | 0.00044964 | 0.00044978 | 0.00045035 | 0.00045048 | 0.00045217 | 0.00046041 | 0.0018679 | 0.0018723 | 0.0026253 | 0.0026261 | 0.0038141 | 0.0038179 | 0.003819 | 0.0056793 | 0.0056841
TAS | T1 | North East Tasmania | Solar | 0 | 0 | 0 | 0 | 0 | 0 | 0 | 0 | 0 | 0.0001068 | 0.0001069 | 0.00010708 | 0.0001076 | 0.00010846 | 0.00010927 | 0.00013995 | 0.00014049 | 0.00020986 | 0.00023711 | 0.00023836 | 0.00024427 | 0.00028235 | 0.0003243 | 0.00032793 | 0.00040083 | 0.00040169
TAS | T2 | North West Tasmania | Solar | 0 | 0 | 0 | 0 | 0.00010949 | 0.00010957 | 0.00011 | 0.0001185 | 0.00012529 | 0.00015707 | 0.00015726 | 0.00016959 | 0.00017011 | 0.00017525 | 0.0001758 | 0.0005781 | 0.00057834 | 0.0005789 | 0.00057932 | 0.00057971 | 0.00058024 | 0.00058089 | 0.00058178 | 0.00058252 | 0.00058379 | 0.00058523
TAS | T3 | Central Highlands | Solar | 0 | 0 | 0 | 0 | 0 | 0 | 0 | 0 | 0 | 0.00010422 | 0.00010434 | 0.00010469 | 0.0001053 | 0.00010696 | 0.00010726 | 0.00013323 | 0.00013619 | 0.00020289 | 0.00023697 | 0.00023763 | 0.00024101 | 0.00027333 | 0.00033115 | 0.00033313 | 0.00041055 | 0.00041227
Region | REZ | REZ Name | Technology | 2024-25 | 2025-26 | 2026-27 | 2027-28 | 2028-29 | 2029-30 | 2030-31 | 2031-32 | 2032-33 | 2033-34 | 2034-35 | 2035-36 | 2036-37 | 2037-38 | 2038-39 | 2039-40 | 2040-41 | 2041-42 | 2042-43 | 2043-44 | 2044-45 | 2045-46 | 2046-47 | 2047-48 | 2048-49 | 2049-50
QLD | Q1 | Far North QLD | Wind | 330.318 | 817.3149 | 817.3149 | 817.3149 | 817.3149 | 817.3149 | 817.3149 | 817.3149 | 817.3149 | 817.3149 | 817.3149 | 817.3149 | 817.3149 | 817.3149 | 817.3149 | 817.3149 | 817.3149 | 817.3149 | 817.3149 | 636.7969 | 636.7969 | 636.7969 | 636.7969 | 636.7969 | 486.9968 | 486.9968
QLD | Q2 | North Qld Clean Energy Hub | Wind | 43.2 | 56.2028 | 56.2029 | 56.2029 | 56.2029 | 56.2029 | 56.2029 | 56.2029 | 56.2029 | 56.2029 | 56.2029 | 56.2029 | 56.2029 | 56.2029 | 56.2029 | 56.2029 | 56.2029 | 56.2029 | 56.2029 | 56.2029 | 56.2029 | 13.0029 | 13.0029 | 13.0029 | 13.0029 | 13.0029
QLD | Q3 | Northern Qld | Wind | 0 | 0 | 0 | 0 | 0 | 0 | 0 | 0 | 0 | 0 | 0 | 0 | 0 | 0 | 0 | 0 | 0 | 0 | 0 | 0 | 0 | 0 | 0 | 0 | 0 | 0
QLD | Q4 | Isaac | Wind | 0 | 450.0001 | 1226.1252 | 1331.8697 | 1838.2593 | 1838.2592 | 1838.2593 | 1838.2593 | 1838.2593 | 1838.2593 | 2044.0988 | 2044.0988 | 2044.0988 | 2060.1934 | 2060.1934 | 2060.1934 | 2060.1934 | 2060.1934 | 2060.1934 | 2060.1934 | 2060.1934 | 2185.5096 | 2185.5096 | 2185.5096 | 2502.9131 | 2502.9132
QLD | Q5 | Barcaldine | Wind | 0 | 0.00010556 | 98.9972 | 98.9972 | 111.7304 | 111.7304 | 111.7304 | 111.7304 | 111.7304 | 111.7304 | 111.7305 | 111.7305 | 111.7306 | 111.7306 | 111.7306 | 111.7306 | 111.7306 | 111.7306 | 111.7309 | 111.7309 | 111.731 | 111.7311 | 111.7311 | 111.7311 | 111.7329 | 111.7329
QLD | Q6 | Fitzroy | Wind | 0 | 0.0004068 | 131.0021 | 131.0021 | 900.0023 | 900.0023 | 900.0023 | 900.0023 | 900.0023 | 900.0023 | 900.0023 | 900.0023 | 900.0023 | 900.0023 | 900.0023 | 900.0023 | 900.0023 | 900.0023 | 900.0023 | 900.0023 | 900.0023 | 900.0023 | 900.0037 | 900.0038 | 900.0068 | 900.0068
QLD | Q7 | Wide Bay | Wind | 0 | 0 | 0 | 0 | 295.3222 | 295.3222 | 295.3222 | 295.3222 | 295.3222 | 295.3222 | 295.3222 | 295.3222 | 295.3222 | 295.3222 | 295.3222 | 295.3222 | 295.3222 | 295.3222 | 295.3222 | 295.3222 | 295.3222 | 295.3222 | 295.3232 | 295.3232 | 295.3232 | 295.3232
QLD | Q8 | Darling Downs | Wind | 1548.89 | 1984.0046 | 3821.6127 | 4422.6785 | 5033.504 | 5033.504 | 5033.504 | 5033.504 | 5033.504 | 5033.504 | 5953.3815 | 5953.3815 | 5953.3815 | 5953.3815 | 5953.3815 | 5953.3815 | 5953.3815 | 6523.5643 | 6523.5643 | 6523.5643 | 6070.6743 | 6200.2566 | 6200.2566 | 6200.2566 | 6200.2566 | 6200.2566
QLD | Q9 | Banana | Wind | 0 | 0 | 0.0001079 | 0.00010858 | 3.676 | 3.676 | 3.676 | 3.676 | 3.676 | 3.676 | 3.6761 | 3.6761 | 3.6761 | 3.6763 | 3.6763 | 3.6763 | 3.6763 | 3.6763 | 3.6763 | 3.6763 | 3.6763 | 3.6765 | 3.6766 | 3.6766 | 3.6766 | 3.6766
NSW | N1 | North West NSW | Wind | 0 | 0 | 0 | 0 | 0 | 0 | 0 | 0 | 0 | 0 | 0 | 0 | 0 | 0 | 0 | 0 | 0 | 0 | 0 | 0 | 0 | 0 | 0 | 0 | 0 | 0
NSW | N2 | New England | Wind | 442.48 | 3132.2202 | 3298.5539 | 4230.33 | 5808.1986 | 5808.1986 | 5808.1986 | 5808.1986 | 5808.1986 | 5808.1986 | 5808.1986 | 5808.1986 | 5808.1986 | 7384.005 | 7211.525 | 7375.1924 | 7375.1924 | 7670 | 7670 | 7400 | 7400 | 7400 | 7400 | 7400 | 7400 | 7400
NSW | N3 | Central-West Orana | Wind | 113.19 | 731.1906 | 1531.19 | 1531.19 | 1531.19 | 1531.19 | 1531.19 | 1531.19 | 1531.19 | 1531.19 | 1531.19 | 1531.19 | 1531.19 | 1531.19 | 1531.19 | 1531.19 | 1531.19 | 1531.19 | 1531.19 | 1531.19 | 1531.19 | 1531.19 | 1531.19 | 1531.19 | 1531.19 | 1418
NSW | N4 | Broken Hill | Wind | 198.94 | 198.9405 | 267.362 | 267.362 | 267.3621 | 267.3621 | 267.3621 | 267.3621 | 267.3621 | 267.3621 | 267.3621 | 267.3621 | 267.3621 | 267.3621 | 267.3621 | 267.3621 | 267.3623 | 267.3623 | 267.3623 | 68.4223 | 68.4223 | 263.5524 | 263.5524 | 263.5524 | 277.977 | 277.977
NSW | N5 | South West NSW | Wind | 0 | 0.00093231 | 0.00093888 | 0.00094036 | 0.00094142 | 0.00094169 | 0.00094171 | 0.00094172 | 0.00094177 | 0.00094236 | 0.00094293 | 0.00094402 | 0.00094519 | 0.00094562 | 0.00094765 | 0.00094955 | 0.0013049 | 0.0013064 | 0.0013165 | 0.0013174 | 0.0013221 | 0.0022482 | 0.002249 | 0.0024823 | 0.0035045 | 52.5573
NSW | N6 | Wagga Wagga | Wind | 0 | 0.00026901 | 0.0002695 | 0.00027007 | 0.00030566 | 0.0003058 | 0.00030581 | 0.00030584 | 0.00030589 | 0.00030616 | 0.00030632 | 0.00030697 | 0.00030925 | 0.00031125 | 0.00032587 | 0.00035367 | 0.00051841 | 0.00053435 | 0.0005396 | 0.00053999 | 0.00054285 | 0.00067889 | 0.00068399 | 0.00097753 | 0.0009841 | 0.0014313
NSW | N7 | Tumut | Wind | 0 | 0 | 0 | 0 | 0 | 0 | 0 | 0 | 0 | 0 | 0 | 0 | 0 | 0 | 0 | 0 | 0 | 0 | 0 | 0 | 0 | 0 | 0 | 0 | 0 | 0
NSW | N8 | Cooma-Monaro | Wind | 113 | 374.946 | 393.2152 | 393.2152 | 413 | 413 | 413 | 413 | 413 | 413 | 413 | 413 | 413 | 413 | 413 | 413 | 368.4211 | 368.4211 | 368.4211 | 368.4211 | 368.4211 | 368.4211 | 372.1743 | 382.4273 | 387.1784 | 387.1784
VIC | V1 | Ovens Murray | Wind | 0 | 0 | 0 | 0 | 0 | 0 | 0 | 0 | 0 | 0 | 0 | 0 | 0 | 0 | 0 | 0 | 0 | 0 | 0 | 0 | 0 | 0 | 0 | 0 | 0 | 0
VIC | V2 | Murray River | Wind | 0 | 0 | 0 | 0 | 0 | 0 | 0 | 0 | 0 | 0 | 0 | 0 | 0 | 0 | 0 | 0 | 0 | 0 | 0 | 0 | 0 | 0 | 0 | 0 | 0 | 0
VIC | V3 | Western Victoria | Wind | 1934.5 | 1934.5 | 1934.5 | 2634.5009 | 2634.5019 | 2634.5019 | 2634.5019 | 2634.5019 | 2634.5019 | 2582.0019 | 2390.0019 | 2390.0019 | 2390.0019 | 2390.0019 | 2390.0019 | 2390.0019 | 2390.0019 | 2390.0019 | 2358.9519 | 2227.7519 | 1915.7519 | 1915.7519 | 1915.7519 | 1675.752 | 1647.0522 | 909.0022
VIC | V4 | South West Victoria | Wind | 2082.66 | 3170.66 | 3170.66 | 3170.6604 | 3170.6604 | 3170.6604 | 3170.6604 | 3170.6604 | 3170.6604 | 3170.6604 | 3170.6604 | 3170.6604 | 3170.6604 | 3103.4604 | 2683.4604 | 2683.4604 | 2501.7604 | 2501.7604 | 2482.2604 | 2289.6604 | 2289.6604 | 1426.102 | 1426.102 | 1555.5185 | 1774.3841 | 1870.0179
VIC | V5 | Gippsland | Wind | 0 | 0 | 0.00016363 | 332.1611 | 332.1611 | 332.1611 | 332.1611 | 332.1611 | 332.1611 | 332.1611 | 332.1611 | 332.1611 | 332.1611 | 332.1611 | 332.1611 | 332.1611 | 332.1611 | 332.1611 | 332.1611 | 332.1611 | 332.1611 | 332.1611 | 332.1611 | 332.1612 | 332.1612 | 332.1612
VIC | V6 | Central North VIC | Wind | 0 | 0 | 0 | 0.00081189 | 0.0008198 | 0.00082023 | 0.00082024 | 0.00082031 | 0.00082053 | 0.00082065 | 0.00082074 | 0.00082092 | 0.00082109 | 0.00082132 | 0.00082162 | 0.00082213 | 0.00082344 | 0.00082635 | 0.00082772 | 0.00082826 | 0.00083061 | 0.00098287 | 0.00098618 | 0.00099911 | 0.0012178 | 0.0013037
SA | S1 | South East SA | Wind | 324.5 | 324.5 | 324.5007 | 574.5759 | 749.8777 | 749.8777 | 749.8777 | 749.8777 | 749.8777 | 749.8777 | 749.8777 | 623.3777 | 623.3777 | 623.3777 | 464.3777 | 464.3778 | 457.0788 | 999.6292 | 999.6292 | 999.6292 | 1126.1335 | 1168.3473 | 1168.3473 | 1221.5488 | 1234.701 | 1234.701
SA | S2 | Riverland | Wind | 0 | 0 | 0.00034226 | 0.00034421 | 0.00048064 | 0.00048162 | 0.00048163 | 0.00048168 | 0.00048179 | 0.00048221 | 0.00048268 | 0.00048804 | 0.0004911 | 0.00049376 | 0.00052593 | 0.00075142 | 0.000837 | 0.0011495 | 0.0011536 | 0.0011547 | 0.0015437 | 0.0015512 | 0.0015534 | 0.0015628 | 0.00181 | 0.0018167
SA | S3 | Mid-North SA | Wind | 1343.06 | 1756.06 | 1834.6037 | 1834.6037 | 1834.6037 | 1834.6037 | 1834.6037 | 1834.6037 | 1834.6037 | 1735.9037 | 1735.9037 | 1664.5037 | 1479.7037 | 1479.7037 | 1479.7037 | 1153.0037 | 1153.0037 | 1153.0037 | 1153.0037 | 939.1437 | 977.3622 | 1485.9731 | 1485.9731 | 1485.9731 | 1552.2097 | 1552.2097
SA | S4 | Yorke Peninsula | Wind | 90.75 | 90.75 | 112.047 | 112.047 | 157.9911 | 105.4835 | 105.4835 | 105.4835 | 105.4835 | 105.4835 | 105.4835 | 105.4835 | 105.4835 | 107.0905 | 107.0905 | 107.0905 | 112.2161 | 116.6928 | 116.6928 | 116.6928 | 116.6928 | 116.6928 | 116.6928 | 116.6928 | 116.6928 | 116.6929
SA | S5 | Northern SA | Wind | 422.4 | 422.4 | 422.4 | 422.4 | 422.4 | 422.4 | 422.4 | 422.4 | 422.4 | 422.4 | 422.4 | 422.4 | 422.4 | 422.4 | 422.4 | 422.4 | 422.4 | 422.4 | 422.4 | 422.4 | 422.4 | 210 | 210 | 210 | 210 | 210
SA | S6 | Leigh Creek | Wind | 0 | 0 | 0.00071514 | 0.00072138 | 600.0009 | 600.0009 | 600.0009 | 600.0009 | 600.0009 | 600.0009 | 600.0009 | 600.0009 | 600.0009 | 600.0009 | 600.0009 | 600.0009 | 600.0009 | 600.0009 | 600.0009 | 600.0009 | 600.0009 | 600.0009 | 600.0025 | 600.0025 | 600.0025 | 600.0025
SA | S7 | Roxby Downs | Wind | 0 | 0 | 0 | 0 | 0 | 0 | 0 | 0 | 0 | 0 | 0 | 0 | 0 | 0 | 0 | 0 | 0 | 0 | 0 | 0 | 0 | 0 | 0 | 0 | 0 | 0
SA | S8 | Eastern Eyre Peninsula | Wind | 136 | 136 | 136.0024 | 136.0024 | 136.1523 | 136.1523 | 70.1523 | 70.1523 | 70.1523 | 70.1523 | 70.1523 | 0.15233 | 0.15233 | 119.3857 | 119.3857 | 141.6933 | 316.7913 | 324.4745 | 324.4745 | 324.4745 | 324.4746 | 324.4746 | 324.4746 | 324.4746 | 324.4746 | 324.4746
SA | S9 | Western Eyre Peninsula | Wind | 0 | 0 | 248.8119 | 260.4534 | 260.4534 | 260.4534 | 260.4534 | 260.4534 | 260.4534 | 260.4534 | 260.4534 | 260.4534 | 260.4534 | 260.4534 | 260.4534 | 260.4534 | 260.4535 | 280.7938 | 280.7938 | 280.7938 | 280.7938 | 280.7938 | 280.7938 | 280.7938 | 280.7938 | 280.7938
TAS | T1 | North East Tasmania | Wind | 168 | 168 | 168.0002 | 168.0003 | 168.0005 | 168.001 | 168.001 | 168.001 | 168.001 | 168.001 | 168.001 | 168.001 | 168.001 | 168.001 | 168.001 | 168.0016 | 168.0016 | 168.0016 | 168.0016 | 168.0016 | 168.0016 | 168.0016 | 168.0016 | 168.0016 | 168.0016 | 168.0016
TAS | T2 | North West Tasmania | Wind | 251.35 | 251.35 | 251.3501 | 251.3502 | 251.3505 | 400.4412 | 474.6917 | 600.1667 | 725.6417 | 851.1167 | 851.1167 | 948.6665 | 948.6665 | 989.5471 | 1115.0222 | 1240.4964 | 1240.4964 | 1240.4964 | 1240.4964 | 1240.4964 | 1240.4964 | 1240.4964 | 1240.4964 | 1240.4964 | 1240.4964 | 1240.4964
TAS | T3 | Central Highlands | Wind | 144 | 144 | 427.2078 | 710.4159 | 993.6236 | 1147.6459 | 1196.4446 | 1196.4446 | 1196.4446 | 1196.4446 | 1315.9774 | 1342.5801 | 1462.1129 | 1542.7011 | 1542.7011 | 1542.7011 | 1542.7011 | 1542.7011 | 1542.7011 | 1542.7011 | 1398.7011 | 1398.7011 | 1398.7011 | 1398.7011 | 1398.7011 | 1398.7011
Region | REZ | REZ Name | Technology | 2024-25 | 2025-26 | 2026-27 | 2027-28 | 2028-29 | 2029-30 | 2030-31 | 2031-32 | 2032-33 | 2033-34 | 2034-35 | 2035-36 | 2036-37 | 2037-38 | 2038-39 | 2039-40 | 2040-41 | 2041-42 | 2042-43 | 2043-44 | 2044-45 | 2045-46 | 2046-47 | 2047-48 | 2048-49 | 2049-50
NSW | O1 | Hunter Coast | Offshore Wind | 0 | 0 | 0 | 0 | 0 | 0 | 0 | 0 | 0 | 0 | 0 | 0 | 0 | 0 | 0 | 0 | 0 | 0 | 0 | 0 | 0 | 0 | 0 | 0 | 0 | 0
NSW | O2 | Illawarra Coast | Offshore Wind | 0 | 0 | 0 | 0 | 0 | 0 | 0 | 0 | 0 | 0 | 0 | 0 | 0 | 0 | 0 | 0 | 0 | 0 | 0 | 0 | 0 | 0 | 0 | 0 | 0.00011545 | 0.00012399
VIC | O3 | Gippsland Coast | Offshore Wind | 0 | 0 | 0 | 0 | 1322.104 | 1499.9998 | 1499.9998 | 1999.9998 | 2666.9998 | 3332.999 | 3999.999 | 4205.027 | 4205.027 | 4527.178 | 4527.178 | 5052 | 5052 | 5052 | 5052 | 5052 | 5052 | 5052 | 5052 | 5052 | 5052 | 5052
TAS | O4 | North West Tasmania Coast | Offshore Wind | 0 | 0 | 0 | 0 | 0 | 0 | 0 | 0 | 0 | 0 | 0 | 0 | 0 | 0 | 0 | 0 | 0 | 0 | 0 | 0 | 0 | 0 | 0 | 0 | 0 | 0
VIC | O5 | Portland Coast | Offshore Wind | 0 | 0 | 0 | 0 | 0 | 0.00023805 | 0.00024272 | 0.00024375 | 0.00024598 | 0.00099989 | 0.0010021 | 794.9732 | 1794.9731 | 2472.8218 | 3472.8218 | 3948 | 3948 | 3948 | 3948 | 3948 | 3948 | 3948 | 3948 | 3948 | 3948 | 3948
SA | O6 | South East SA Coast | Offshore Wind | 0 | 0 | 0 | 0 | 0 | 0 | 0 | 0 | 0 | 0 | 0 | 0 | 0 | 0 | 0 | 0 | 0 | 0 | 0 | 0 | 0 | 0 | 0 | 0 | 0.00010282 | 0.00010548

## Marinus_S2_VOM Cost
VOM cost by technology ($000s) - Marinus_S2, Green Energy Exports scenario
VOM | Real June 2023 dollars discounted to 1 July 2023.
Explicitly modelled generation
Region | Technology | 2024-25 | 2025-26 | 2026-27 | 2027-28 | 2028-29 | 2029-30 | 2030-31 | 2031-32 | 2032-33 | 2033-34 | 2034-35 | 2035-36 | 2036-37 | 2037-38 | 2038-39 | 2039-40 | 2040-41 | 2041-42 | 2042-43 | 2043-44 | 2044-45 | 2045-46 | 2046-47 | 2047-48 | 2048-49 | 2049-50
NEM | Black Coal | 377111.798 | 270139.7645 | 214200.0002 | 182688.3483 | 133548.6216 | 84174.3333 | 91644.1892 | 83210.855 | 85870.4575 | 72391.3932 | 60730.6207 | 44621.3285 | 42404.4445 | 38232.2605 | 38783.4515 | 35458.7585 | 16719.299 | 15646.4881 | 14531.7913 | 14172.2648 | 13387.5 | 11081.7948 | 10841.5416 | 10710.8251 | 9821.9564 | 8790.6713
NEM | Brown Coal | 142669.464 | 111907.176 | 86704.677 | 46731.7422 | 28481.7583 | 21243.5621 | 21400.71 | 18551.9654 | 20606.703 | 9944.627 | 0 | 0 | 0 | 0 | 0 | 0 | 0 | 0 | 0 | 0 | 0 | 0 | 0 | 0 | 0 | 0
NEM | CCGT | 13249.3329 | 7485.5138 | 9216.6459 | 27137.4618 | 24700.9442 | 22635.7236 | 20357.76 | 20959.3489 | 18505.9189 | 29870.7779 | 28267.0529 | 29756.8556 | 27165.6559 | 23101.3699 | 21115.7578 | 18600.8713 | 18746.423 | 20598.0765 | 21035.9733 | 14771.7628 | 12633.7201 | 8780.4578 | 12154.9455 | 11211.8624 | 10367.6591 | 9676.6583
NEM | Gas - Steam | 159.3604 | 6792.7572 | 4855.329 | 5512.0095 | 5497.069 | 4585.851 | 323.0813 | 264.98 | 1397.9395 | 1174.3028 | 1514.7636 | 676.3004 | 596.595 | 480.3174 | 385.7914 | 0 | 0 | 0 | 0 | 0 | 0 | 0 | 0 | 0 | 0 | 0
NEM | OCGT / Diesel | 970.8196 | 629.6837 | 1155.0982 | 9153.5635 | 12236.6672 | 13907.8653 | 3858.7346 | 3876.0497 | 9163.7082 | 9099.2057 | 21202.6264 | 14251.7644 | 17359.5218 | 18006.4339 | 17204.3229 | 25989.677 | 41290.6873 | 26105.1798 | 23181.658 | 29615.1901 | 18333.5719 | 20094.7172 | 15489.4191 | 16785.1913 | 19830.9142 | 21251.9427
NEM | Hydro | 117574.3943 | 123520.0516 | 95911.0518 | 79764.1887 | 89479.1847 | 96599.1001 | 78715.1557 | 71327.467 | 64863.0449 | 76113.212 | 70854.6042 | 63511.0545 | 51885.6124 | 58224.1179 | 46945.7269 | 40537.6124 | 38110.2028 | 33943.2064 | 34179.1487 | 34384.8698 | 29963.742 | 26032.9564 | 30454.8192 | 24878.4979 | 22918.7067 | 21937.9883
NEM | Hydrogen Turbine | 0 | 83.631 | 39628.825 | 3418.9243 | 25239.5148 | 26815.9516 | 4.5049 | 0.00089243 | 55.6994 | 14.6008 | 10.261 | 84.4768 | 18.7151 | 197.5121 | 4.6045 | 3.4696 | 15.7843 | 54.1445 | 6.1958 | 5.5002 | 151.198 | 32.9064 | 29.4642 | 0.0013521 | 145.2324 | 37.5385
NEM | Wind | 2939.9807 | 4333.8949 | 5168.8784 | 5745.1078 | 6336.9551 | 5958.2445 | 5864.8631 | 5800.4339 | 5440.6552 | 5124.9924 | 5063.1223 | 5087.4109 | 4929.8977 | 4804.6764 | 4544.7261 | 4311.5705 | 4101.0662 | 3807.3614 | 3512.7602 | 3199.0462 | 3071.2588 | 2859.746 | 2628.9582 | 2447.7347 | 2280.7005 | 2160.3967
NEM | Solar PV | 1978.9245 | 1943.644 | 1824.8487 | 1934.6046 | 1891.0139 | 1875.8841 | 1977.337 | 1832.3844 | 1750.9584 | 1785.9249 | 1705.6974 | 1674.6464 | 1577.2589 | 1272.433 | 1268.7664 | 1243.9916 | 1283.5237 | 1313.8294 | 1328.478 | 1321.3634 | 1340.7276 | 1346.289 | 1144.7426 | 1148.4507 | 1147.995 | 1117.1688
NEM | Grid Battery | 70.1265 | 163.6312 | 231.9975 | 284.0465 | 249.4669 | 265.3594 | 279.673 | 269.1932 | 268.604 | 263.9313 | 279.8258 | 282.2763 | 265.2682 | 216.5125 | 211.1732 | 194.0466 | 174.7201 | 256.0427 | 247.3508 | 227.7903 | 361.387 | 322.6348 | 273.6103 | 255.9262 | 237.9855 | 207.7579
NEM | Pumped Hydro | 9333.1273 | 10310.0212 | 10273.0495 | 9387.0552 | 7380.5434 | 12658.1872 | 22662.2876 | 21453.0377 | 21833.674 | 21996.9885 | 22210.6631 | 21328.0642 | 18653.2703 | 17543.9938 | 15090.5013 | 14695.5223 | 13329.2314 | 12422.0714 | 12772.8324 | 13495.1604 | 12713.5928 | 12379.6815 | 10052.9636 | 8988.3838 | 9719.1847 | 7912.9806
NEM | Coordinated CER storage | 8.0496 | 7.6317 | 8.9412 | 9.9835 | 9.8024 | 11.1089 | 13.75 | 16.4349 | 20.1619 | 23.5887 | 26.5405 | 32.4921 | 37.2823 | 39.4829 | 45.6888 | 50.0105 | 53.1715 | 56.6683 | 62.5099 | 65.2647 | 71.3046 | 75.9071 | 75.0274 | 80.3978 | 82.8897 | 83.9908
Total excluding storage |  | 666065.3778 | 537317.4009 | 469179.3426 | 371767.0358 | 335051.5417 | 290731.1711 | 247102.0462 | 227562.1509 | 229777.525 | 227803.5452 | 211865.778 | 181306.6702 | 164893.5221 | 162119.1104 | 145600.5108 | 141085.5304 | 133824.1093 | 114203.0684 | 110858.6983 | 111258.2127 | 92028.0028 | 83007.091 | 83145.4918 | 76507.2712 | 76553.2241 | 73177.0939
Region | Technology | 2024-25 | 2025-26 | 2026-27 | 2027-28 | 2028-29 | 2029-30 | 2030-31 | 2031-32 | 2032-33 | 2033-34 | 2034-35 | 2035-36 | 2036-37 | 2037-38 | 2038-39 | 2039-40 | 2040-41 | 2041-42 | 2042-43 | 2043-44 | 2044-45 | 2045-46 | 2046-47 | 2047-48 | 2048-49 | 2049-50
NSW1 | Black Coal | 177689.182 | 116102.583 | 92719.63 | 92564.8402 | 57724.289 | 35216.122 | 38292.5743 | 33185.9523 | 35615.1796 | 23721.924 | 18881.507 | 19083.27 | 18821.288 | 16661.4435 | 16745.5665 | 15503.897 | 0 | 0 | 0 | 0 | 0 | 0 | 0 | 0 | 0 | 0
NSW1 | Brown Coal | 0 | 0 | 0 | 0 | 0 | 0 | 0 | 0 | 0 | 0 | 0 | 0 | 0 | 0 | 0 | 0 | 0 | 0 | 0 | 0 | 0 | 0 | 0 | 0 | 0 | 0
NSW1 | CCGT | 135.2552 | 257.6109 | 486.2445 | 4990.661 | 4994.6849 | 4538.1674 | 4714.8197 | 4031.4407 | 3362.6835 | 7237.4184 | 7281.8847 | 5895.3945 | 4990.4881 | 5780.6898 | 4917.2296 | 4937.0134 | 5158.5724 | 3971.89 | 4742.9427 | 0.011872 | 0.01048 | 0.010324 | 0.0095977 | 0.0089219 | 0.0081467 | 0.0076317
NSW1 | Gas - Steam | 0 | 0 | 0 | 0 | 0 | 0 | 0 | 0 | 0 | 0 | 0 | 0 | 0 | 0 | 0 | 0 | 0 | 0 | 0 | 0 | 0 | 0 | 0 | 0 | 0 | 0
NSW1 | OCGT / Diesel | 55.5801 | 553.4067 | 431.8883 | 2455.5607 | 3308.244 | 5045.2203 | 76.9429 | 12.7522 | 1996.4382 | 569.233 | 6872.9958 | 4145.8185 | 5451.1666 | 3044.6773 | 2913.2455 | 5443.0884 | 12637.6902 | 5775.8931 | 5407.7635 | 8081.4828 | 3670.7944 | 3282.8694 | 2588.3619 | 4030.8599 | 3701.4257 | 4434.0295
NSW1 | Hydro | 26578.1137 | 23713.8025 | 23545.155 | 18078.9432 | 22377.8615 | 18537.5044 | 14172.121 | 13597.4379 | 11675.7815 | 13509.9408 | 13383.5981 | 11767.3773 | 8889.1287 | 12248.6972 | 9591.2538 | 7759.3716 | 7529.1019 | 6656.4725 | 7411.6134 | 7500.799 | 6540.6929 | 5363.5467 | 7020.6617 | 5259.2815 | 4806.7871 | 4450.5548
NSW1 | Hydrogen Turbine | 0 | 0 | 0 | 0 | 0 | 0 | 0 | 0 | 0 | 0 | 0 | 0 | 0 | 0 | 0 | 0 | 0 | 0 | 0 | 0 | 0 | 0 | 0 | 0 | 0 | 0
NSW1 | Wind | 703.4705 | 1652.9083 | 1811.0707 | 1905.3943 | 2056.3729 | 1774.9398 | 1766.0409 | 1714.6486 | 1619.6761 | 1493.9705 | 1405.8555 | 1369.6806 | 1281.8965 | 1366.6209 | 1157.4221 | 1145.5054 | 1035.6025 | 994.3878 | 911.5304 | 806.2849 | 786.3413 | 747.341 | 702.7944 | 605.1332 | 595.1806 | 537.576
NSW1 | Solar PV | 879.9413 | 924.4602 | 962.4987 | 923.6717 | 1045.4011 | 1019.4019 | 1070.2128 | 991.193 | 933.3176 | 861.0369 | 780.1531 | 768.8906 | 723.8637 | 587.1678 | 564.3718 | 567.5873 | 614.2962 | 689.6713 | 720.7765 | 692.2491 | 705.3144 | 718.2061 | 627.9287 | 618.6099 | 633.133 | 579.2519
NSW1 | Grid Battery | 15.765 | 97.3311 | 145.5191 | 145.5926 | 123.2455 | 122.6477 | 119.8237 | 109.4048 | 105.1969 | 95.6825 | 83.9486 | 84.488 | 78.0867 | 67.0541 | 65.5975 | 61.3062 | 55.784 | 85.6718 | 81.4545 | 73.6815 | 192.846 | 160.507 | 128.2794 | 124.7731 | 117.6828 | 105.9579
NSW1 | Pumped Hydro | 2779.0993 | 2255.0302 | 2499.3255 | 2242.5709 | 1752.247 | 6327.0529 | 18987.4179 | 18871.1158 | 18451.4265 | 17514.8926 | 18096.653 | 17144.5467 | 14741.8878 | 14661.898 | 12293.4896 | 11852.2175 | 10770.371 | 10107.083 | 10285.283 | 11019.9988 | 10443.4884 | 10097.5064 | 8430.5362 | 7348.2068 | 7979.4935 | 6354.051
NSW1 | Coordinated CER storage | 1.2264 | 1.3277 | 1.6743 | 2.0057 | 2.1055 | 2.4257 | 3.2557 | 4.276 | 5.5828 | 6.8373 | 7.7989 | 9.9744 | 11.6102 | 12.7745 | 15.1407 | 17.012 | 18.2092 | 19.9127 | 21.7919 | 22.4891 | 24.8547 | 26.4752 | 26.9217 | 28.7897 | 29.9561 | 29.9552
Total excluding storage |  | 208837.6336 | 145558.4606 | 122603.0061 | 123309.2403 | 93384.4514 | 72583.4821 | 79203.209 | 72518.2212 | 73765.2827 | 65010.9361 | 66794.3946 | 60269.4406 | 54989.4163 | 54431.0231 | 48263.317 | 47286.9987 | 37819.6273 | 28300.9823 | 29583.1558 | 28196.997 | 22364.3426 | 20396.462 | 19525.4936 | 18015.6631 | 17863.667 | 16491.384
Region | Technology | 2024-25 | 2025-26 | 2026-27 | 2027-28 | 2028-29 | 2029-30 | 2030-31 | 2031-32 | 2032-33 | 2033-34 | 2034-35 | 2035-36 | 2036-37 | 2037-38 | 2038-39 | 2039-40 | 2040-41 | 2041-42 | 2042-43 | 2043-44 | 2044-45 | 2045-46 | 2046-47 | 2047-48 | 2048-49 | 2049-50
QLD1 | Black Coal | 199422.616 | 154037.1815 | 121480.3702 | 90123.5081 | 75824.3327 | 48958.2113 | 53351.6149 | 50024.9028 | 50255.2779 | 48669.4692 | 41849.1137 | 25538.0585 | 23583.1565 | 21570.817 | 22037.885 | 19954.8615 | 16719.299 | 15646.4881 | 14531.7913 | 14172.2648 | 13387.5 | 11081.7948 | 10841.5416 | 10710.8251 | 9821.9564 | 8790.6713
QLD1 | Brown Coal | 0 | 0 | 0 | 0 | 0 | 0 | 0 | 0 | 0 | 0 | 0 | 0 | 0 | 0 | 0 | 0 | 0 | 0 | 0 | 0 | 0 | 0 | 0 | 0 | 0 | 0
QLD1 | CCGT | 7200.9715 | 6275.8984 | 6087.3712 | 13793.6892 | 11521.4472 | 11543.6958 | 8391.8967 | 10809.7658 | 8652.3759 | 14167.9343 | 13194.9928 | 17573.5281 | 15592.2109 | 17320.6626 | 16198.5122 | 13663.8424 | 13587.8363 | 16626.1729 | 16293.0176 | 14771.7391 | 12633.6993 | 8780.4374 | 12154.9262 | 11211.8446 | 10367.6426 | 9676.6431
QLD1 | Gas - Steam | 0 | 0 | 0 | 0 | 0 | 0 | 0 | 0 | 0 | 0 | 0 | 0 | 0 | 0 | 0 | 0 | 0 | 0 | 0 | 0 | 0 | 0 | 0 | 0 | 0 | 0
QLD1 | OCGT / Diesel | 0.0012394 | 0.0014873 | 0.0014683 | 391.678 | 330.9734 | 346.2868 | 12.7789 | 0.0023741 | 71.0136 | 99.8312 | 498.3084 | 2799.5327 | 5061.7941 | 4561.7934 | 4751.0777 | 8019.9225 | 13922.9215 | 5337.0731 | 5617.8513 | 7118.6192 | 6816.5522 | 8859.8667 | 5321.3243 | 6048.9074 | 7911.104 | 8953.2193
QLD1 | Hydro | 5468.7358 | 4803.5577 | 4489.3423 | 4353.9062 | 4048.815 | 3784.7727 | 3300.4597 | 3331.531 | 3196.0323 | 3026.6134 | 2766.2525 | 2613.3819 | 2427.3034 | 833.5013 | 798.5354 | 728.6237 | 703.1576 | 659.4643 | 0 | 0 | 0 | 0 | 0 | 0 | 0 | 0
QLD1 | Hydrogen Turbine | 0 | 0 | 28596.788 | 3388.772 | 25159.306 | 25921.244 | 4.5045 | 0.00055197 | 7.3639 | 14.6004 | 10.2606 | 42.4428 | 0.00043323 | 125.2602 | 0.00046981 | 0.00049352 | 0.00052895 | 27.0722 | 6.1952 | 3.7098 | 60.8709 | 16.4532 | 14.03 | 0.00065315 | 90.7639 | 13.0902
QLD1 | Wind | 502.6985 | 812.8455 | 1314.3479 | 1452.9033 | 1694.5035 | 1582.0154 | 1604.1258 | 1458.1105 | 1401.6551 | 1219.2854 | 1257.2796 | 1228.2171 | 1158.6287 | 1103.9647 | 1022.8445 | 979.0645 | 894.977 | 893.9396 | 791.6965 | 728.7045 | 668.0961 | 622.9462 | 598.521 | 554.2603 | 526.648 | 477.0444
QLD1 | Solar PV | 775.091 | 655.5234 | 529.3107 | 621.2527 | 486.6838 | 496.5549 | 559.2756 | 529.4772 | 508.4881 | 641.6895 | 654.3855 | 649.2657 | 607.5848 | 471.3145 | 492.9744 | 479.3438 | 491.7061 | 450.7861 | 441.1293 | 454.4914 | 440.7838 | 424.7731 | 319.4146 | 336.2768 | 337.4667 | 389.5287
QLD1 | Grid Battery | 16.1602 | 13.5393 | 14.2401 | 13.8428 | 12.308 | 12.332 | 11.174 | 10.3887 | 9.9309 | 8.7562 | 8.2207 | 7.6769 | 6.7673 | 6.2482 | 6.0341 | 5.5372 | 5.0588 | 41.2125 | 38.571 | 35.5169 | 38.1216 | 35.5648 | 40.3823 | 38.5093 | 35.7433 | 33.6423
QLD1 | Pumped Hydro | 6554.028 | 8054.991 | 7773.724 | 7144.4843 | 5518.5672 | 6220.7176 | 3566.2912 | 2481.0606 | 3290.2868 | 4331.0218 | 3971.1381 | 4040.7237 | 3763.4319 | 2757.2267 | 2676.1603 | 2724.9744 | 2455.2985 | 2188.5399 | 2360.2064 | 2351.0123 | 2148.4635 | 2166.1775 | 1525.9894 | 1544.9583 | 1649.5333 | 1481.0604
QLD1 | Coordinated CER storage | 0.56037 | 0.61168 | 0.8284 | 1.0133 | 1.1247 | 1.3946 | 1.9113 | 2.6143 | 3.5456 | 4.3293 | 5.4156 | 6.578 | 7.4644 | 8.4766 | 9.9897 | 10.9939 | 12.0504 | 13.1025 | 14.2652 | 15.1918 | 16.4422 | 17.4704 | 17.4765 | 18.9043 | 19.3115 | 20.3315
Total excluding storage |  | 219940.8626 | 174654.1499 | 170286.3243 | 121285.0499 | 124598.0615 | 98867.2252 | 70804.0327 | 68647.8539 | 67395.9701 | 72183.5306 | 64215.3674 | 54499.4054 | 52208.3424 | 48759.2652 | 47994.0137 | 46567.1644 | 48792.3057 | 41883.8511 | 40094.7239 | 39651.2498 | 36210.5296 | 32005.484 | 30833.6059 | 30464.4869 | 30760.1698 | 29835.2311
Region | Technology | 2024-25 | 2025-26 | 2026-27 | 2027-28 | 2028-29 | 2029-30 | 2030-31 | 2031-32 | 2032-33 | 2033-34 | 2034-35 | 2035-36 | 2036-37 | 2037-38 | 2038-39 | 2039-40 | 2040-41 | 2041-42 | 2042-43 | 2043-44 | 2044-45 | 2045-46 | 2046-47 | 2047-48 | 2048-49 | 2049-50
VIC1 | Black Coal | 0 | 0 | 0 | 0 | 0 | 0 | 0 | 0 | 0 | 0 | 0 | 0 | 0 | 0 | 0 | 0 | 0 | 0 | 0 | 0 | 0 | 0 | 0 | 0 | 0 | 0
VIC1 | Brown Coal | 142669.464 | 111907.176 | 86704.677 | 46731.7422 | 28481.7583 | 21243.5621 | 21400.71 | 18551.9654 | 20606.703 | 9944.627 | 0 | 0 | 0 | 0 | 0 | 0 | 0 | 0 | 0 | 0 | 0 | 0 | 0 | 0 | 0 | 0
VIC1 | CCGT | 0 | 0 | 0 | 0 | 0 | 0 | 0 | 0 | 0 | 0 | 0 | 0 | 0 | 0 | 0 | 0 | 0 | 0 | 0 | 0 | 0 | 0 | 0 | 0 | 0 | 0
VIC1 | Gas - Steam | 21.504 | 2080.0602 | 4855.329 | 5512.0095 | 5497.069 | 4585.851 | 323.0813 | 264.98 | 1397.9395 | 1174.3028 | 1514.7636 | 676.3004 | 596.595 | 480.3174 | 385.7914 | 0 | 0 | 0 | 0 | 0 | 0 | 0 | 0 | 0 | 0 | 0
VIC1 | OCGT / Diesel | 14.3578 | 0.0017011 | 105.8525 | 1486.2755 | 2933.6002 | 2056.3557 | 638.401 | 546.7687 | 1965.4941 | 1134.9199 | 5109.793 | 2412.7901 | 1728.9924 | 2467.2016 | 1056.5156 | 3067.5753 | 4643.881 | 4092.7232 | 1327.9429 | 3625.1165 | 2362.9787 | 2525.1472 | 2863.1155 | 1655.3334 | 3293.4306 | 3441.6131
VIC1 | Hydro | 25972.313 | 25050.3884 | 22048.0228 | 17207.1314 | 24196.0977 | 18901.7523 | 15219.7686 | 14191.8317 | 12044.4063 | 13839.6256 | 13243.9952 | 11853.4003 | 9213.6648 | 13057.3889 | 10163.2538 | 8210.233 | 7622.7791 | 6561.0944 | 7506.1874 | 7206.1395 | 6404.9517 | 5026.9328 | 7083.2113 | 5549.5028 | 4469.2229 | 4169.8919
VIC1 | Hydrogen Turbine | 0 | 0 | 0 | 0 | 0 | 0 | 0 | 0 | 0 | 0 | 0 | 0 | 0 | 0 | 0 | 0 | 0 | 0 | 0 | 0 | 0 | 0 | 0 | 0 | 0 | 0
VIC1 | Wind | 998.6572 | 1139.5523 | 1052.3303 | 1316.349 | 1470.2066 | 1519.985 | 1403.6088 | 1537.7635 | 1431.3185 | 1468.3842 | 1498.493 | 1600.5357 | 1643.8694 | 1562.6648 | 1632.1514 | 1554.4877 | 1535.0181 | 1293.8682 | 1232.5665 | 1141.4443 | 1092.9276 | 971.3428 | 868.8298 | 844.7293 | 761.5403 | 748.8305
VIC1 | Solar PV | 204.9267 | 215.7931 | 170.9365 | 187.5244 | 176.9132 | 181.0277 | 177.6143 | 158.5423 | 158.5651 | 146.1704 | 143.3705 | 137.5189 | 129.4773 | 112.6134 | 110.0258 | 100.8288 | 90.7109 | 88.459 | 81.1996 | 70.5795 | 105.7875 | 106.7861 | 106.6224 | 106.8399 | 98.2674 | 76.7673
VIC1 | Grid Battery | 16.9325 | 35.9682 | 55.2039 | 108.675 | 100.4754 | 117.3732 | 136.1518 | 138.377 | 142.6823 | 149.4522 | 179.3343 | 182.2586 | 172.9108 | 136.5888 | 133.2947 | 121.4197 | 108.7052 | 95.8279 | 95.1442 | 89.4838 | 87.3228 | 84.2334 | 68.7708 | 57.4769 | 51.4954 | 40.1318
VIC1 | Pumped Hydro | 0 | 0 | 0 | 0 | 109.7288 | 110.4163 | 108.5779 | 100.8608 | 91.9601 | 79.5709 | 73.1223 | 70.8776 | 70.3616 | 59.2871 | 57.572 | 55.379 | 48.7835 | 44.8304 | 44.8621 | 42.657 | 42.1462 | 40.7403 | 33.8498 | 32.8368 | 31.1943 | 28.4604
VIC1 | Coordinated CER storage | 1.134 | 1.2633 | 1.6397 | 1.9877 | 2.0025 | 2.346 | 3.199 | 4.1647 | 5.1767 | 6.2622 | 7.0702 | 9.1025 | 10.9653 | 10.9585 | 12.9024 | 14.0888 | 14.9302 | 15.6732 | 17.9659 | 18.9961 | 20.933 | 22.4589 | 21.3264 | 23.1348 | 23.9456 | 24.0488
Total excluding storage |  | 169899.2892 | 140430.2032 | 114993.9916 | 72551.6948 | 62967.8518 | 48718.6693 | 39411.1128 | 35495.2541 | 37844.2455 | 27943.3152 | 21769.9419 | 16942.7842 | 13566.8365 | 17887.0204 | 13551.507 | 13124.0121 | 14064.8082 | 12192.4762 | 10305.8686 | 12194.4167 | 10117.0475 | 8777.6414 | 11045.726 | 8269.8539 | 8729.0965 | 8529.7437
Region | Technology | 2024-25 | 2025-26 | 2026-27 | 2027-28 | 2028-29 | 2029-30 | 2030-31 | 2031-32 | 2032-33 | 2033-34 | 2034-35 | 2035-36 | 2036-37 | 2037-38 | 2038-39 | 2039-40 | 2040-41 | 2041-42 | 2042-43 | 2043-44 | 2044-45 | 2045-46 | 2046-47 | 2047-48 | 2048-49 | 2049-50
SA1 | Black Coal | 0 | 0 | 0 | 0 | 0 | 0 | 0 | 0 | 0 | 0 | 0 | 0 | 0 | 0 | 0 | 0 | 0 | 0 | 0 | 0 | 0 | 0 | 0 | 0 | 0 | 0
SA1 | Brown Coal | 0 | 0 | 0 | 0 | 0 | 0 | 0 | 0 | 0 | 0 | 0 | 0 | 0 | 0 | 0 | 0 | 0 | 0 | 0 | 0 | 0 | 0 | 0 | 0 | 0 | 0
SA1 | CCGT | 5913.1062 | 952.0045 | 2643.0301 | 8353.1114 | 8184.8119 | 6553.8604 | 7251.0429 | 6118.1418 | 6490.8588 | 8465.4244 | 7790.1746 | 6287.9323 | 6582.9562 | 0.016815 | 0.015421 | 0.01483 | 0.013617 | 0.012829 | 0.012349 | 0.011144 | 0.009823 | 0.0095481 | 0.0090707 | 0.008334 | 0.0077547 | 0.0070189
SA1 | Gas - Steam | 137.8564 | 4712.697 | 0 | 0 | 0 | 0 | 0 | 0 | 0 | 0 | 0 | 0 | 0 | 0 | 0 | 0 | 0 | 0 | 0 | 0 | 0 | 0 | 0 | 0 | 0 | 0
SA1 | OCGT / Diesel | 900.8798 | 76.2733 | 617.3555 | 4820.0486 | 5663.8491 | 6460.0021 | 3130.6102 | 3310.0898 | 5084.9086 | 6829.4507 | 8095.0975 | 4645.4363 | 4767.805 | 7620.5364 | 8290.6 | 9153.0042 | 9938.7398 | 10833.4478 | 10798.6297 | 10773.2189 | 5449.5206 | 5404.1432 | 4684.1259 | 5022.5888 | 4878.6739 | 4401.2983
SA1 | Hydro | 0 | 0 | 0 | 0 | 0 | 0 | 0 | 0 | 0 | 0 | 0 | 0 | 0 | 0 | 0 | 0 | 0 | 0 | 0 | 0 | 0 | 0 | 0 | 0 | 0 | 0
SA1 | Hydrogen Turbine | 0 | 83.631 | 11032.037 | 30.1523 | 80.2089 | 894.7076 | 0.00036064 | 0.00034046 | 48.3355 | 0.00038866 | 0.00041209 | 42.034 | 18.7147 | 72.252 | 4.604 | 3.4691 | 15.7838 | 27.0722 | 0.00056593 | 1.7904 | 90.3271 | 16.4532 | 15.4342 | 0.00069896 | 54.4685 | 24.4483
SA1 | Wind | 588.2032 | 576.7294 | 752.1047 | 750.7057 | 804.0039 | 761.2262 | 705.5087 | 694.4942 | 595.3649 | 546.0327 | 490.4981 | 483.8222 | 429.622 | 398.2617 | 370.0627 | 317.3879 | 331.9554 | 325.629 | 303.7287 | 255.5765 | 278.3274 | 271.549 | 239.8299 | 234.2594 | 215.6227 | 221.5376
SA1 | Solar PV | 118.9654 | 147.8674 | 162.1029 | 202.1558 | 182.0159 | 178.8995 | 170.2343 | 153.172 | 150.5877 | 137.0281 | 127.7884 | 118.9713 | 116.3332 | 101.3372 | 101.3944 | 96.2317 | 86.8105 | 84.913 | 85.3725 | 104.0433 | 88.8419 | 96.5237 | 90.7768 | 86.724 | 79.1278 | 71.6209
SA1 | Grid Battery | 21.2687 | 16.7923 | 17.034 | 15.9357 | 13.4376 | 13.0061 | 12.5231 | 11.0223 | 10.7937 | 10.0402 | 8.322 | 7.8525 | 7.5031 | 6.6211 | 6.2466 | 5.7832 | 5.1717 | 33.3301 | 32.1807 | 29.1076 | 43.0961 | 42.3292 | 36.1774 | 35.1664 | 33.0635 | 28.0254
SA1 | Pumped Hydro | 0 | 0 | 0 | 0 | 0.00015094 | 0.00014407 | 0.00015559 | 0.00015112 | 0.00015383 | 0.00013853 | 0.00012934 | 0.00015185 | 0.00014218 | 0.00013112 | 0.00012336 | 0.00011879 | 0.00011442 | 0.00017203 | 0.00015948 | 0.00015874 | 0.00018775 | 0.00017747 | 0.00015556 | 0.00014794 | 0.00014165 | 0.0001372
SA1 | Coordinated CER storage | 5.1181 | 4.3944 | 4.724 | 4.9045 | 4.497 | 4.8609 | 5.2539 | 5.2306 | 5.6757 | 5.9232 | 6.0094 | 6.5054 | 6.8339 | 6.8572 | 7.1834 | 7.3687 | 7.4183 | 7.3481 | 7.8034 | 7.8093 | 8.2219 | 8.5223 | 8.3908 | 8.5046 | 8.5908 | 8.5473
Total excluding storage |  | 7685.3978 | 6570.3892 | 15228.3881 | 14177.014 | 14932.8244 | 14866.563 | 11275.1736 | 10292.1512 | 12386.5251 | 15993.8998 | 16517.8905 | 11592.5542 | 11929.7681 | 8205.8825 | 8780.1067 | 9583.2596 | 10385.8932 | 11311.7531 | 11227.728 | 11171.5574 | 5958.345 | 5839.5304 | 5074.7443 | 5387.2524 | 5269.5552 | 4755.485
Region | Technology | 2024-25 | 2025-26 | 2026-27 | 2027-28 | 2028-29 | 2029-30 | 2030-31 | 2031-32 | 2032-33 | 2033-34 | 2034-35 | 2035-36 | 2036-37 | 2037-38 | 2038-39 | 2039-40 | 2040-41 | 2041-42 | 2042-43 | 2043-44 | 2044-45 | 2045-46 | 2046-47 | 2047-48 | 2048-49 | 2049-50
TAS1 | Black Coal | 0 | 0 | 0 | 0 | 0 | 0 | 0 | 0 | 0 | 0 | 0 | 0 | 0 | 0 | 0 | 0 | 0 | 0 | 0 | 0 | 0 | 0 | 0 | 0 | 0 | 0
TAS1 | Brown Coal | 0 | 0 | 0 | 0 | 0 | 0 | 0 | 0 | 0 | 0 | 0 | 0 | 0 | 0 | 0 | 0 | 0 | 0 | 0 | 0 | 0 | 0 | 0 | 0 | 0 | 0
TAS1 | CCGT | 0 | 0 | 0.00013245 | 0.00015793 | 0.00014164 | 0.00012921 | 0.00058326 | 0.00054266 | 0.00064213 | 0.00089513 | 0.00081777 | 0.00074678 | 0.00069706 | 0.00067482 | 0.00062751 | 0.00069711 | 0.00064066 | 0.00070137 | 0.00066285 | 0.00060549 | 0.00055476 | 0.00052394 | 0.00058804 | 0.00056082 | 0.00059853 | 0.00054273
TAS1 | Gas - Steam | 0 | 0 | 0 | 0 | 0 | 0 | 0 | 0 | 0 | 0 | 0 | 0 | 0 | 0 | 0 | 0 | 0 | 0 | 0 | 0 | 0 | 0 | 0 | 0 | 0 | 0
TAS1 | OCGT / Diesel | 0.00070632 | 0.00049631 | 0.00046057 | 0.00063277 | 0.00047795 | 0.00040028 | 0.0015804 | 6.4365 | 45.8538 | 465.7709 | 626.4317 | 248.1868 | 349.7637 | 312.2252 | 192.8841 | 306.0865 | 147.4548 | 66.0426 | 29.4705 | 16.7527 | 33.726 | 22.6907 | 32.4915 | 27.5018 | 46.2799 | 21.7826
TAS1 | Hydro | 59555.2318 | 69952.303 | 45828.5318 | 40124.2079 | 38856.4105 | 55375.0707 | 46022.8064 | 40206.6664 | 37946.8248 | 45737.0322 | 41460.7585 | 37276.895 | 31355.5156 | 32084.5305 | 26392.6838 | 23839.3841 | 22255.1642 | 20066.1753 | 19261.3479 | 19677.9313 | 17018.0974 | 15642.4769 | 16350.9461 | 14069.7136 | 13642.6967 | 13317.5416
TAS1 | Hydrogen Turbine | 0 | 0 | 0 | 0 | 0 | 0 | 0 | 0 | 0 | 0 | 0 | 0 | 0 | 0 | 0 | 0 | 0 | 0 | 0 | 0 | 0 | 0 | 0 | 0 | 0 | 0
TAS1 | Wind | 146.9513 | 151.8594 | 239.0248 | 319.7555 | 311.8682 | 320.078 | 385.5788 | 395.417 | 392.6406 | 397.3195 | 410.9961 | 405.1552 | 415.881 | 373.1643 | 362.2454 | 315.1251 | 303.5132 | 299.5368 | 273.2381 | 267.0361 | 245.5664 | 246.567 | 218.983 | 209.3525 | 181.7089 | 175.4082
TAS1 | Solar PV | 0 | 4.5433e-06 | 9.6605e-06 | 1.1294e-05 | 1.1307e-05 | 1.2752e-05 | 1.436e-05 | 1.2869e-05 | 1.5432e-05 | 2.3976e-05 | 2.0945e-05 | 2.0435e-05 | 1.9033e-05 | 1.5315e-05 | 1.5256e-05 | 3.355e-05 | 2.8125e-05 | 3.2653e-05 | 3.5515e-05 | 3.0816e-05 | 2.9437e-05 | 2.9514e-05 | 2.617e-05 | 2.576e-05 | 2.8364e-05 | 2.3419e-05
TAS1 | Grid Battery | 0 | 0.00027785 | 0.00037258 | 0.00036867 | 0.00035186 | 0.0003077 | 0.00029488 | 0.00032011 | 0.00030698 | 0.00028975 | 0.000303 | 0.00032591 | 0.00034066 | 0.00038463 | 0.00038522 | 0.0004097 | 0.00045296 | 0.0004677 | 0.00045489 | 0.00047079 | 0.0005264 | 0.00051132 | 0.00047565 | 0.0004759 | 0.00049405 | 0.0005421
TAS1 | Pumped Hydro | 0 | 0 | 0 | 0 | 0.00024469 | 0.00025322 | 0.00035822 | 0.00037128 | 0.00042982 | 71.5031 | 69.7496 | 71.9161 | 77.5889 | 65.582 | 63.2794 | 62.9514 | 54.7783 | 81.618 | 82.4807 | 81.4922 | 79.4944 | 75.2571 | 62.5882 | 62.3816 | 58.9634 | 49.4087
TAS1 | Coordinated CER storage | 0.010739 | 0.034706 | 0.07493 | 0.072301 | 0.072767 | 0.08172 | 0.13011 | 0.14924 | 0.18106 | 0.23662 | 0.24654 | 0.3319 | 0.40855 | 0.41611 | 0.47254 | 0.54721 | 0.56334 | 0.63183 | 0.68354 | 0.77838 | 0.85284 | 0.9803 | 0.91204 | 1.0643 | 1.0856 | 1.108
Total excluding storage |  | 59702.1946 | 70104.1979 | 46067.6325 | 40444.0369 | 39168.3527 | 55695.2315 | 46408.5181 | 40608.6705 | 38385.5017 | 46671.8635 | 42568.1836 | 38002.4859 | 32199.1588 | 32835.9191 | 27011.5664 | 24524.0955 | 22761.4749 | 20514.0056 | 19647.2219 | 20043.9918 | 17377.7382 | 15987.9732 | 16665.922 | 14370.015 | 13930.7356 | 13565.2501
Explicitly modelled pumping
Region | Technology | 2024-25 | 2025-26 | 2026-27 | 2027-28 | 2028-29 | 2029-30 | 2030-31 | 2031-32 | 2032-33 | 2033-34 | 2034-35 | 2035-36 | 2036-37 | 2037-38 | 2038-39 | 2039-40 | 2040-41 | 2041-42 | 2042-43 | 2043-44 | 2044-45 | 2045-46 | 2046-47 | 2047-48 | 2048-49 | 2049-50
NEM | Grid Battery pump | 83.0857 | 108.3468 | 131.7969 | 127.015 | 105.6933 | 101.7375 | 97.9328 | 89.416 | 84.4562 | 76.1577 | 67.4369 | 66.4313 | 61.3588 | 52.0385 | 50.5668 | 46.5106 | 42.1351 | 35.3841 | 34.4942 | 28.8846 | 27.9536 | 26.4095 | 22.9724 | 22.2415 | 20.0771 | 18.2543
NEM | Pumped Hydro Pump | 25777.1073 | 23763.6412 | 25891.6745 | 23822.7959 | 16282.1946 | 24085.9067 | 35898.3341 | 34355.0591 | 33547.6394 | 33868.2625 | 32530.1637 | 32704.9402 | 29420.7961 | 25677.6252 | 22405.8106 | 22425.8051 | 20485.0171 | 18725.1825 | 20469.0761 | 19645.8235 | 19390.5909 | 19143.3832 | 15539.4834 | 13634.0477 | 14744.4563 | 12042.2728
NEM | Coordinated CER storage pump | 9.4644 | 8.982 | 10.5014 | 11.7726 | 11.5089 | 13.0824 | 16.1632 | 19.3624 | 23.7147 | 27.7527 | 31.2468 | 38.1996 | 43.8587 | 46.5197 | 53.779 | 58.7485 | 62.7339 | 66.5188 | 73.6297 | 76.7039 | 83.8774 | 89.507 | 88.0917 | 94.6932 | 97.4146 | 98.8164
Region | Technology | 2024-25 | 2025-26 | 2026-27 | 2027-28 | 2028-29 | 2029-30 | 2030-31 | 2031-32 | 2032-33 | 2033-34 | 2034-35 | 2035-36 | 2036-37 | 2037-38 | 2038-39 | 2039-40 | 2040-41 | 2041-42 | 2042-43 | 2043-44 | 2044-45 | 2045-46 | 2046-47 | 2047-48 | 2048-49 | 2049-50
NSW1 | Grid Battery pump | 18.5823 | 29.8953 | 29.8777 | 29.3473 | 25.2567 | 24.5651 | 23.2096 | 21.5444 | 20.4043 | 18.6636 | 16.313 | 16.1681 | 13.7296 | 12.2232 | 11.9019 | 11.1813 | 10.1793 | 9.4939 | 9.0066 | 8.1154 | 7.8757 | 7.432 | 6.6958 | 6.4351 | 6.0259 | 5.4685
NSW1 | Pumped Hydro Pump | 16518.4923 | 12645.9477 | 15216.666 | 13947.5751 | 8681.4721 | 15520.5567 | 31819.9907 | 31706.84 | 29794.8365 | 28652.4271 | 27739.1552 | 27800.6282 | 24866.5701 | 22384.9835 | 19264.392 | 19157.1804 | 17541.5102 | 16143.6001 | 17637.7463 | 16812.2803 | 16809.881 | 16500.2039 | 13741.838 | 11811.8831 | 12749.817 | 10286.0221
NSW1 | Coordinated CER storage pump | 1.4426 | 1.5586 | 1.9698 | 2.3654 | 2.4716 | 2.854 | 3.8305 | 5.041 | 6.564 | 8.0403 | 9.1919 | 11.7182 | 13.6602 | 15.0719 | 17.7971 | 19.9905 | 21.4829 | 23.3701 | 25.6396 | 26.4609 | 29.2422 | 31.2332 | 31.5917 | 33.8788 | 35.2422 | 35.2412
Region | Technology | 2024-25 | 2025-26 | 2026-27 | 2027-28 | 2028-29 | 2029-30 | 2030-31 | 2031-32 | 2032-33 | 2033-34 | 2034-35 | 2035-36 | 2036-37 | 2037-38 | 2038-39 | 2039-40 | 2040-41 | 2041-42 | 2042-43 | 2043-44 | 2044-45 | 2045-46 | 2046-47 | 2047-48 | 2048-49 | 2049-50
QLD1 | Grid Battery pump | 19.0841 | 15.989 | 16.7748 | 16.3711 | 14.5343 | 14.5439 | 13.1968 | 12.2982 | 11.6993 | 10.3423 | 9.7266 | 9.055 | 7.9852 | 7.3982 | 7.1068 | 6.539 | 5.9899 | 5.5206 | 5.1619 | 4.7572 | 4.5121 | 4.218 | 3.7463 | 3.6123 | 3.3343 | 3.1766
QLD1 | Pumped Hydro Pump | 9258.615 | 11117.6935 | 10675.0085 | 9875.2208 | 7600.7225 | 8565.35 | 4078.3434 | 2648.2191 | 3752.8029 | 5215.8354 | 4791.0084 | 4904.312 | 4554.226 | 3292.6417 | 3141.4186 | 3268.6247 | 2943.5069 | 2581.5824 | 2831.3298 | 2833.5432 | 2580.7099 | 2643.1793 | 1797.6454 | 1822.1645 | 1994.6393 | 1756.2507
QLD1 | Coordinated CER storage pump | 0.65919 | 0.72003 | 0.97271 | 1.1941 | 1.3237 | 1.6385 | 2.2489 | 3.0831 | 4.1643 | 5.0946 | 6.3835 | 7.7358 | 8.7731 | 9.9999 | 11.7288 | 12.9328 | 14.2159 | 15.3967 | 16.7777 | 17.8635 | 19.3432 | 20.5654 | 20.5661 | 22.2277 | 22.7223 | 23.92
Region | Technology | 2024-25 | 2025-26 | 2026-27 | 2027-28 | 2028-29 | 2029-30 | 2030-31 | 2031-32 | 2032-33 | 2033-34 | 2034-35 | 2035-36 | 2036-37 | 2037-38 | 2038-39 | 2039-40 | 2040-41 | 2041-42 | 2042-43 | 2043-44 | 2044-45 | 2045-46 | 2046-47 | 2047-48 | 2048-49 | 2049-50
VIC1 | Grid Battery pump | 20.167 | 42.4992 | 64.9574 | 62.3139 | 49.9821 | 47.1334 | 46.6871 | 42.4772 | 39.5201 | 35.2294 | 31.5107 | 31.8801 | 30.7298 | 24.5527 | 24.1176 | 21.9403 | 19.8058 | 14.9502 | 15.008 | 13.8049 | 13.4477 | 12.8277 | 10.8029 | 10.5774 | 9.8293 | 8.8088
VIC1 | Pumped Hydro Pump | 0 | 0 | 0 | 0 | 0 | 0 | 0 | 0 | 0 | 0 | 0 | 0 | 0 | 0 | 0 | 0 | 0 | 0 | 0 | 0 | 0 | 0 | 0 | 0 | 0 | 0
VIC1 | Coordinated CER storage pump | 1.3339 | 1.4871 | 1.9255 | 2.3439 | 2.3508 | 2.7602 | 3.7638 | 4.9083 | 6.0919 | 7.3742 | 8.3102 | 10.7022 | 12.9013 | 12.8935 | 15.2228 | 16.5342 | 17.6183 | 18.389 | 21.199 | 22.3003 | 24.6182 | 26.4974 | 25.019 | 27.2997 | 28.0937 | 28.295
Region | Technology | 2024-25 | 2025-26 | 2026-27 | 2027-28 | 2028-29 | 2029-30 | 2030-31 | 2031-32 | 2032-33 | 2033-34 | 2034-35 | 2035-36 | 2036-37 | 2037-38 | 2038-39 | 2039-40 | 2040-41 | 2041-42 | 2042-43 | 2043-44 | 2044-45 | 2045-46 | 2046-47 | 2047-48 | 2048-49 | 2049-50
SA1 | Grid Battery pump | 25.2523 | 19.9634 | 20.187 | 18.9828 | 15.9203 | 15.4951 | 14.8394 | 13.0962 | 12.8325 | 11.9223 | 9.8865 | 9.3282 | 8.9142 | 7.8644 | 7.4405 | 6.85 | 6.16 | 5.4194 | 5.3177 | 2.2071 | 2.1181 | 1.9318 | 1.7273 | 1.6167 | 0.88759 | 0.80045
SA1 | Pumped Hydro Pump | 0 | 0 | 0 | 0 | 0 | 0 | 0 | 0 | 0 | 0 | 0 | 0 | 0 | 0 | 0 | 0 | 0 | 0 | 0 | 0 | 0 | 0 | 0 | 0 | 0 | 0
SA1 | Coordinated CER storage pump | 6.0162 | 5.1753 | 5.5452 | 5.7839 | 5.2774 | 5.7334 | 6.1671 | 6.1541 | 6.6811 | 6.9656 | 7.0704 | 7.6539 | 8.042 | 8.0662 | 8.4736 | 8.6477 | 8.7517 | 8.6219 | 9.2061 | 9.1631 | 9.6736 | 10.0538 | 9.8455 | 10.0339 | 10.0799 | 10.0564
Region | Technology | 2024-25 | 2025-26 | 2026-27 | 2027-28 | 2028-29 | 2029-30 | 2030-31 | 2031-32 | 2032-33 | 2033-34 | 2034-35 | 2035-36 | 2036-37 | 2037-38 | 2038-39 | 2039-40 | 2040-41 | 2041-42 | 2042-43 | 2043-44 | 2044-45 | 2045-46 | 2046-47 | 2047-48 | 2048-49 | 2049-50
TAS1 | Grid Battery pump | 0 | 0 | 0 | 0 | 0 | 0 | 0 | 0 | 0 | 0 | 0 | 0 | 0 | 0 | 0 | 0 | 0 | 0 | 0 | 0 | 0 | 0 | 0 | 0 | 0 | 0
TAS1 | Pumped Hydro Pump | 0 | 0 | 0 | 0 | 0 | 0 | 0 | 0 | 0 | 0 | 0 | 0 | 0 | 0 | 0 | 0 | 0 | 0 | 0 | 0 | 0 | 0 | 0 | 0 | 0 | 0
TAS1 | Coordinated CER storage pump | 0.012466 | 0.040865 | 0.08813 | 0.08535 | 0.085427 | 0.096326 | 0.15283 | 0.17588 | 0.21339 | 0.2779 | 0.29087 | 0.38958 | 0.48202 | 0.48826 | 0.55661 | 0.64323 | 0.66504 | 0.74121 | 0.80717 | 0.91613 | 1.0003 | 1.1571 | 1.0694 | 1.2532 | 1.2765 | 1.3037

## Marinus_S2_FOM Cost
FOM cost by technology ($000s) - Marinus_S2, Green Energy Exports scenario
FOM | Real June 2023 dollars discounted to 1 July 2023. For new entrant capacity, the FOM is incurred annually in modelling. For existing capacity that retires early as part of the least-cost solution, the associated FOM savings are presented as a negative cost that continues until the assumed fixed date retirement. For existing, committed and anticipated generators that do not retire early, FOM costs are not included since there will be no difference in these costs between the Base Case and option case.
Explicitly modelled generation
Region | Technology | 2024-25 | 2025-26 | 2026-27 | 2027-28 | 2028-29 | 2029-30 | 2030-31 | 2031-32 | 2032-33 | 2033-34 | 2034-35 | 2035-36 | 2036-37 | 2037-38 | 2038-39 | 2039-40 | 2040-41 | 2041-42 | 2042-43 | 2043-44 | 2044-45 | 2045-46 | 2046-47 | 2047-48 | 2048-49 | 2049-50
NEM | Black Coal | 0 | 0 | 0 | -178199.8435 | -215871.2889 | -301015.6829 | -228509.9644 | -214125.9654 | -176008.4571 | -31210.4664 | -29168.6602 | -5.9746e-06 | -5.568e-06 | -5.2037e-06 | -4.8633e-06 | -4.5572e-06 | 0 | 0 | 0 | 0 | 0 | 0 | 0 | 0 | 0 | 0
NEM | Brown Coal | 0 | 0 | 0 | -306512.7053 | -210127.7515 | -169611.8568 | -106629.2151 | -49958.6166 | -0.010639 | -9.3437e-06 | 0 | 0 | 0 | 0 | 0 | 0 | 0 | 0 | 0 | 0 | 0 | 0 | 0 | 0 | 0 | 0
NEM | CCGT | 0 | 0 | 0.00048996 | 0.00073889 | 0.0006886 | 0.00064355 | 0.0014077 | 0.0013419 | 0.0027544 | 0.0033004 | 0.0032488 | 0.0038549 | 0.0036484 | 721.265 | 674.0794 | 631.6483 | 588.66 | 2684.1395 | 2508.5416 | 2350.6366 | 2190.6512 | 2269.4995 | 4935.6251 | 4624.9427 | 4310.1671 | 4028.1936
NEM | Gas - Steam | 0 | 0 | 0 | 0 | 0 | 0 | 0 | 0 | 0 | 0 | 0 | 0 | 0 | 0 | 0 | 0 | 0 | 0 | 0 | 0 | 0 | 0 | 0 | 0 | 0 | 0
NEM | OCGT / Diesel | 0 | 0.0016778 | 0.0031799 | 0.0050697 | 0.0083607 | 0.0078819 | 0.0074961 | 0.0070816 | 78.9456 | 2736.4126 | 2557.3951 | 5269.5238 | 4910.8777 | 7037.6433 | 6577.2367 | 6163.22 | 5743.7487 | 9353.8761 | 8741.9403 | 8191.6621 | 10142.0013 | 9478.5059 | 8858.4175 | 8300.8074 | 8263.2235 | 9438.8684
NEM | Hydro | 0 | 0 | 0 | 0 | 0 | 0 | 0 | 0 | 0 | 0 | 0 | 0 | 0 | 0 | 0 | 0 | 0 | 0 | 0 | 0 | 0 | 0 | 0 | 0 | 0 | 0
NEM | Hydrogen Turbine | 0 | 0 | 0 | 0 | 0 | 0 | 0 | 0 | 0 | 0 | 0 | 0 | 0 | 0 | 0 | 0 | 0 | 0 | 0 | 0 | 0 | 0 | 0 | 0 | 0 | 0
NEM | Wind | 0 | 88479.1976 | 177916.5155 | 228656.6242 | 451202.011 | 446384.4405 | 419199.4089 | 441071.3887 | 470427.7264 | 495062.9388 | 527685.2117 | 566525.8665 | 594981.5068 | 635461.1478 | 652577.3479 | 668093.2237 | 625046.9934 | 594814.5055 | 556099.725 | 521094.9597 | 486621.734 | 463425.4556 | 433219.7731 | 407210.3097 | 383458.1551 | 359059.4679
NEM | Solar PV | 0 | 0.012032 | 4653.0758 | 10792.558 | 35686.4971 | 33351.8665 | 31169.969 | 29207.9155 | 27220.0124 | 40654.0647 | 44643.0351 | 41832.8935 | 38985.7286 | 36435.2605 | 34051.6454 | 31908.2031 | 39049.1183 | 47131.7534 | 54945.0614 | 64091.4324 | 65670.497 | 72103.4192 | 74996.4539 | 73669.2708 | 73611.2558 | 78274.8813
NEM | Grid Battery | 0 | 4989.3107 | 7607.9928 | 11305.7086 | 12180.0561 | 14407.6513 | 15728.1981 | 16855.4956 | 17678.8355 | 18558.9775 | 22763.9169 | 21331.0105 | 19879.2136 | 18578.7324 | 17363.3021 | 16270.3371 | 15162.9723 | 20512.9567 | 19170.9886 | 17964.2351 | 25019.4272 | 23382.6452 | 22380.9682 | 20972.1579 | 19544.787 | 18266.1569
NEM | Pumped Hydro | 0 | 0 | 0 | 0 | 25321.7507 | 23665.1894 | 22117.0033 | 20724.8065 | 19314.2711 | 21197.7356 | 20124.1322 | 19123.2026 | 18117.2941 | 16932.0512 | 15824.347 | 14876.1762 | 13863.6987 | 14206.048 | 13276.6815 | 12440.9554 | 11648.8894 | 10886.8127 | 10174.5914 | 9534.1323 | 8885.2353 | 8303.9583
NEM | Coordinated CER storage | 0 | 0 | 0 | 0 | 0 | 0 | 0 | 0 | 0 | 0 | 0 | 0 | 0 | 0 | 0 | 0 | 0 | 0 | 0 | 0 | 0 | 0 | 0 | 0 | 0 | 0
Total excluding storage |  | 0 | 93468.522 | 190177.5879 | -233957.6522 | 98391.2836 | 47181.6166 | 153075.4085 | 243775.0326 | 358711.3262 | 546999.666 | 588605.0341 | 654082.5007 | 676874.6245 | 715166.1001 | 727067.9585 | 737942.8084 | 699455.1914 | 688703.2791 | 654742.9384 | 626133.8814 | 601293.2002 | 581546.3381 | 554565.8292 | 524311.6207 | 498072.8238 | 477371.5265
Region | Technology | 2024-25 | 2025-26 | 2026-27 | 2027-28 | 2028-29 | 2029-30 | 2030-31 | 2031-32 | 2032-33 | 2033-34 | 2034-35 | 2035-36 | 2036-37 | 2037-38 | 2038-39 | 2039-40 | 2040-41 | 2041-42 | 2042-43 | 2043-44 | 2044-45 | 2045-46 | 2046-47 | 2047-48 | 2048-49 | 2049-50
NSW1 | Black Coal | 0 | 0 | 0 | -40761.4106 | -87786.975 | -129294.6625 | -120836.1332 | -113229.8705 | -105523.3961 | -6.8223e-06 | -6.376e-06 | -5.9746e-06 | -5.568e-06 | -5.2037e-06 | -4.8633e-06 | -4.5572e-06 | 0 | 0 | 0 | 0 | 0 | 0 | 0 | 0 | 0 | 0
NSW1 | Brown Coal | 0 | 0 | 0 | 0 | 0 | 0 | 0 | 0 | 0 | 0 | 0 | 0 | 0 | 0 | 0 | 0 | 0 | 0 | 0 | 0 | 0 | 0 | 0 | 0 | 0 | 0
NSW1 | CCGT | 0 | 0 | 0.00015167 | 0.00023815 | 0.00022194 | 0.00020742 | 0.00037885 | 0.00035874 | 0.00038074 | 0.00069373 | 0.00080744 | 0.00075725 | 0.00075852 | 0.0016208 | 0.0015161 | 0.0014229 | 0.0033195 | 0.0065995 | 0.0061677 | 0.0057795 | 0.0053861 | 0.0050338 | 0.004706 | 0.0044105 | 0.0041107 | 0.0038431
NSW1 | Gas - Steam | 0 | 0 | 0 | 0 | 0 | 0 | 0 | 0 | 0 | 0 | 0 | 0 | 0 | 0 | 0 | 0 | 0 | 0 | 0 | 0 | 0 | 0 | 0 | 0 | 0 | 0
NSW1 | OCGT / Diesel | 0 | 0.00066656 | 0.00098356 | 0.00099464 | 0.0012915 | 0.001208 | 0.0011321 | 0.0010625 | 0.00099296 | 0.00095339 | 0.00098675 | 0.0011163 | 0.001044 | 0.0020342 | 0.0019028 | 0.0017876 | 0.0016862 | 0.057693 | 0.05392 | 0.050538 | 0.047232 | 0.044143 | 0.04126 | 0.038671 | 0.036052 | 0.061335
NSW1 | Hydro | 0 | 0 | 0 | 0 | 0 | 0 | 0 | 0 | 0 | 0 | 0 | 0 | 0 | 0 | 0 | 0 | 0 | 0 | 0 | 0 | 0 | 0 | 0 | 0 | 0 | 0
NSW1 | Hydrogen Turbine | 0 | 0 | 0 | 0 | 0 | 0 | 0 | 0 | 0 | 0 | 0 | 0 | 0 | 0 | 0 | 0 | 0 | 0 | 0 | 0 | 0 | 0 | 0 | 0 | 0 | 0
NSW1 | Wind | 0 | 73576.6086 | 92275.3761 | 104345.418 | 125759.8818 | 117532.5998 | 109843.5512 | 102929.2377 | 95923.8289 | 89648.4387 | 83783.5881 | 78509.6699 | 73166.2693 | 83635.0735 | 78163.6204 | 74631.0581 | 70135.5375 | 67724.1581 | 63491.9217 | 59495.3012 | 55446.0259 | 55182.6714 | 51684.4369 | 48771.5716 | 46554.7086 | 43773.2841
NSW1 | Solar PV | 0 | 0.0031608 | 4653.0547 | 6933.4003 | 30449.1291 | 28457.13 | 26595.4486 | 24921.3469 | 23225.1892 | 21705.7843 | 20285.7798 | 19008.8524 | 17715.1016 | 16556.1697 | 15473.0558 | 14499.0753 | 20190.5889 | 29297.0613 | 35423.5334 | 37951.2278 | 36305.0561 | 41312.7491 | 43517.7336 | 41524.198 | 39974.6457 | 38576.1168
NSW1 | Grid Battery | 0 | 4989.2868 | 7607.9117 | 7129.0171 | 6643.813 | 6209.1711 | 5802.9636 | 5437.6849 | 5067.5937 | 4736.0689 | 4426.2326 | 4147.615 | 3865.3265 | 3612.4581 | 3376.1291 | 3163.6122 | 2948.2957 | 4811.0482 | 4496.3068 | 4213.2782 | 10910.5616 | 10196.7872 | 9529.7101 | 8929.8458 | 8322.0767 | 7777.6419
NSW1 | Pumped Hydro | 0 | 0 | 0 | 0 | 21298.8946 | 19905.509 | 18603.2795 | 17432.2603 | 16245.813 | 15183.0028 | 14189.7223 | 13296.523 | 12391.5558 | 11580.8933 | 10823.2648 | 10141.9736 | 9451.7065 | 8833.3776 | 8255.4931 | 7735.8353 | 7209.3325 | 6737.694 | 6296.9103 | 5900.5392 | 5498.9459 | 5139.2018
NSW1 | Coordinated CER storage | 0 | 0 | 0 | 0 | 0 | 0 | 0 | 0 | 0 | 0 | 0 | 0 | 0 | 0 | 0 | 0 | 0 | 0 | 0 | 0 | 0 | 0 | 0 | 0 | 0 | 0
Total excluding storage |  | 0 | 78565.8992 | 104536.3437 | 77646.426 | 96364.745 | 42809.7487 | 40009.1111 | 37490.6607 | 34939.0301 | 131273.2964 | 122685.3246 | 114962.662 | 107138.2551 | 115384.5984 | 107836.0735 | 102435.7225 | 102726.1336 | 110665.7095 | 111667.3151 | 109395.6987 | 109871.0288 | 113429.9509 | 111028.837 | 105126.1976 | 100350.4172 | 95266.3098
Region | Technology | 2024-25 | 2025-26 | 2026-27 | 2027-28 | 2028-29 | 2029-30 | 2030-31 | 2031-32 | 2032-33 | 2033-34 | 2034-35 | 2035-36 | 2036-37 | 2037-38 | 2038-39 | 2039-40 | 2040-41 | 2041-42 | 2042-43 | 2043-44 | 2044-45 | 2045-46 | 2046-47 | 2047-48 | 2048-49 | 2049-50
QLD1 | Black Coal | 0 | 0 | 0 | -137438.4329 | -128084.3139 | -171721.0204 | -107673.8313 | -100896.095 | -70485.0609 | -31210.4664 | -29168.6602 | 0 | 0 | 0 | 0 | 0 | 0 | 0 | 0 | 0 | 0 | 0 | 0 | 0 | 0 | 0
QLD1 | Brown Coal | 0 | 0 | 0 | 0 | 0 | 0 | 0 | 0 | 0 | 0 | 0 | 0 | 0 | 0 | 0 | 0 | 0 | 0 | 0 | 0 | 0 | 0 | 0 | 0 | 0 | 0
QLD1 | CCGT | 0 | 0 | 0.00012307 | 0.00019986 | 0.00018626 | 0.00017407 | 0.00027997 | 0.00028011 | 0.00030499 | 0.0005281 | 0.00049536 | 0.0012742 | 0.0011906 | 721.2549 | 674.07 | 631.6393 | 588.6497 | 2684.1263 | 2508.5292 | 2350.625 | 2190.6405 | 2269.4894 | 4935.6156 | 4624.9338 | 4310.1588 | 4028.1858
QLD1 | Gas - Steam | 0 | 0 | 0 | 0 | 0 | 0 | 0 | 0 | 0 | 0 | 0 | 0 | 0 | 0 | 0 | 0 | 0 | 0 | 0 | 0 | 0 | 0 | 0 | 0 | 0 | 0
QLD1 | OCGT / Diesel | 0 | 0.00025695 | 0.000548 | 0.00061993 | 0.0029975 | 0.0028035 | 0.0026231 | 0.0024598 | 0.0022946 | 2662.6336 | 2488.4427 | 5192.915 | 4839.4829 | 4821.8765 | 4506.4267 | 4222.761 | 3935.358 | 3677.9047 | 3437.2942 | 3220.9271 | 3548.0928 | 3315.9746 | 3099.0424 | 2903.9673 | 3233.6945 | 4738.3461
QLD1 | Hydro | 0 | 0 | 0 | 0 | 0 | 0 | 0 | 0 | 0 | 0 | 0 | 0 | 0 | 0 | 0 | 0 | 0 | 0 | 0 | 0 | 0 | 0 | 0 | 0 | 0 | 0
QLD1 | Hydrogen Turbine | 0 | 0 | 0 | 0 | 0 | 0 | 0 | 0 | 0 | 0 | 0 | 0 | 0 | 0 | 0 | 0 | 0 | 0 | 0 | 0 | 0 | 0 | 0 | 0 | 0 | 0
QLD1 | Wind | 0 | 14902.5691 | 72149.1959 | 81111.2532 | 114759.7003 | 107252.0564 | 100235.5667 | 93926.0463 | 87533.3986 | 81806.9147 | 89808.1385 | 84154.9927 | 78427.3673 | 73452.4199 | 68647.1214 | 64325.9965 | 59947.9415 | 60236.4699 | 56295.7681 | 52752.1229 | 49161.7915 | 47381.2769 | 44281.5802 | 41494.1916 | 40129.1476 | 37503.8767
QLD1 | Solar PV | 0 | 0.0040265 | 0.0064497 | 0.015788 | 223.1283 | 208.5312 | 194.8889 | 182.6213 | 170.192 | 15373.8578 | 21016.6733 | 19693.7385 | 18353.3741 | 17152.6861 | 16030.5477 | 15021.4741 | 16633.3802 | 15545.217 | 16573.4595 | 20816.8755 | 20496.6195 | 20532.5311 | 19189.2817 | 20629.2164 | 22388.0687 | 29090.8004
QLD1 | Grid Battery | 0 | 0.0069206 | 0.024575 | 0.023036 | 0.024964 | 0.023332 | 0.021808 | 0.02044 | 0.019058 | 0.01858 | 0.01885 | 0.024957 | 0.023282 | 0.034647 | 0.032413 | 0.03041 | 0.028403 | 2273.0992 | 2124.3919 | 1990.669 | 2136.5098 | 1996.7382 | 2394.1353 | 2243.432 | 2090.7431 | 1953.9656
QLD1 | Pumped Hydro | 0 | 0 | 0 | 0 | 0.12057 | 0.11272 | 0.10535 | 0.098728 | 0.092017 | 0.08602 | 0.080441 | 0.075627 | 0.070493 | 0.066093 | 0.061784 | 0.057927 | 0.05403 | 0.053917 | 0.050464 | 0.047351 | 0.050319 | 0.047101 | 0.044059 | 0.041311 | 0.038584 | 0.036109
QLD1 | Coordinated CER storage | 0 | 0 | 0 | 0 | 0 | 0 | 0 | 0 | 0 | 0 | 0 | 0 | 0 | 0 | 0 | 0 | 0 | 0 | 0 | 0 | 0 | 0 | 0 | 0 | 0 | 0
Total excluding storage |  | 0 | 14902.5803 | 72149.2276 | -56327.1401 | -13101.3365 | -64260.2938 | -7243.2456 | -6787.3056 | 17218.6433 | 68633.0448 | 84144.6942 | 109041.748 | 101620.3192 | 96148.338 | 89858.26 | 84201.9593 | 81105.4119 | 84416.871 | 80939.4934 | 81131.2669 | 77533.7044 | 75496.0574 | 73899.6993 | 71895.7824 | 72151.8513 | 77315.2108
Region | Technology | 2024-25 | 2025-26 | 2026-27 | 2027-28 | 2028-29 | 2029-30 | 2030-31 | 2031-32 | 2032-33 | 2033-34 | 2034-35 | 2035-36 | 2036-37 | 2037-38 | 2038-39 | 2039-40 | 2040-41 | 2041-42 | 2042-43 | 2043-44 | 2044-45 | 2045-46 | 2046-47 | 2047-48 | 2048-49 | 2049-50
VIC1 | Black Coal | 0 | 0 | 0 | 0 | 0 | 0 | 0 | 0 | 0 | 0 | 0 | 0 | 0 | 0 | 0 | 0 | 0 | 0 | 0 | 0 | 0 | 0 | 0 | 0 | 0 | 0
VIC1 | Brown Coal | 0 | 0 | 0 | -306512.7053 | -210127.7515 | -169611.8568 | -106629.2151 | -49958.6166 | -0.010639 | -9.3437e-06 | 0 | 0 | 0 | 0 | 0 | 0 | 0 | 0 | 0 | 0 | 0 | 0 | 0 | 0 | 0 | 0
VIC1 | CCGT | 0 | 0 | 0 | 0 | 0 | 0 | 0 | 0 | 0 | 0 | 0 | 0 | 0 | 0 | 0 | 0 | 0 | 0 | 0 | 0 | 0 | 0 | 0 | 0 | 0 | 0
VIC1 | Gas - Steam | 0 | 0 | 0 | 0 | 0 | 0 | 0 | 0 | 0 | 0 | 0 | 0 | 0 | 0 | 0 | 0 | 0 | 0 | 0 | 0 | 0 | 0 | 0 | 0 | 0 | 0
VIC1 | OCGT / Diesel | 0 | 0.00025432 | 0.00054935 | 0.0016837 | 0.0022315 | 0.0020855 | 0.0019531 | 0.0018317 | 0.0020718 | 0.0019379 | 0.001814 | 0.0017049 | 0.0015911 | 0.0020023 | 0.0018724 | 0.0017597 | 0.0016463 | 1776.1203 | 1659.9255 | 1555.4383 | 3411.058 | 3187.9047 | 2979.3502 | 2791.8092 | 2601.7975 | 2431.5865
VIC1 | Hydro | 0 | 0 | 0 | 0 | 0 | 0 | 0 | 0 | 0 | 0 | 0 | 0 | 0 | 0 | 0 | 0 | 0 | 0 | 0 | 0 | 0 | 0 | 0 | 0 | 0 | 0
VIC1 | Hydrogen Turbine | 0 | 0 | 0 | 0 | 0 | 0 | 0 | 0 | 0 | 0 | 0 | 0 | 0 | 0 | 0 | 0 | 0 | 0 | 0 | 0 | 0 | 0 | 0 | 0 | 0 | 0
VIC1 | Wind | 0 | 0.0066718 | 0.013955 | 20119.7752 | 168222.6899 | 176013.9674 | 164499.037 | 200410.288 | 244288.4595 | 281981.6925 | 313772.9014 | 364600.9379 | 405561.4727 | 440501.7815 | 469134.7184 | 493438.5938 | 459854.9481 | 429770.9794 | 401655.1209 | 376372.1673 | 350756.1136 | 327809.4622 | 306363.9834 | 287736.77 | 269189.4782 | 252002.0998
VIC1 | Solar PV | 0 | 0.0012011 | 0.0026472 | 0.0079823 | 0.015596 | 0.014576 | 0.013622 | 0.012765 | 0.011923 | 0.011158 | 0.010468 | 0.0098112 | 0.0091443 | 0.0085488 | 0.0079917 | 0.0075336 | 0.0070942 | 0.01623 | 0.016102 | 0.027157 | 3907.8256 | 4248.9136 | 5545.5302 | 5196.4561 | 5359.2347 | 5008.6308
VIC1 | Grid Battery | 0 | 0.006307 | 0.030628 | 4176.6438 | 5536.1949 | 8198.4348 | 9925.1917 | 11417.7701 | 12611.2032 | 13822.8709 | 18337.647 | 17183.3486 | 16013.8424 | 14966.2079 | 13987.1102 | 13106.6647 | 12214.6194 | 11415.5421 | 10668.7309 | 9997.1672 | 9316.7652 | 8707.2572 | 8137.6237 | 7625.3854 | 7106.3992 | 6641.4948
VIC1 | Pumped Hydro | 0 | 0 | 0 | 0 | 4022.7248 | 3759.5559 | 3513.6036 | 3292.4331 | 3068.3487 | 2867.6156 | 2680.0146 | 2511.3159 | 2340.3947 | 2187.2849 | 2044.1915 | 1915.516 | 1785.1451 | 1668.3663 | 1559.2208 | 1461.0727 | 1361.6335 | 1272.5547 | 1189.3034 | 1114.4404 | 1038.5912 | 970.6459
VIC1 | Coordinated CER storage | 0 | 0 | 0 | 0 | 0 | 0 | 0 | 0 | 0 | 0 | 0 | 0 | 0 | 0 | 0 | 0 | 0 | 0 | 0 | 0 | 0 | 0 | 0 | 0 | 0 | 0
Total excluding storage |  | 0 | 0.014434 | 0.04778 | -282216.2767 | -32346.1241 | 18360.1179 | 71308.6328 | 165161.8892 | 259968.0148 | 298672.1922 | 334790.5753 | 384295.614 | 423915.7206 | 457655.2848 | 485166.03 | 508460.7837 | 473854.7213 | 444631.0243 | 415543.0143 | 389385.8726 | 368753.3959 | 345226.0924 | 324215.7908 | 304464.8612 | 285295.5008 | 267054.4578
Region | Technology | 2024-25 | 2025-26 | 2026-27 | 2027-28 | 2028-29 | 2029-30 | 2030-31 | 2031-32 | 2032-33 | 2033-34 | 2034-35 | 2035-36 | 2036-37 | 2037-38 | 2038-39 | 2039-40 | 2040-41 | 2041-42 | 2042-43 | 2043-44 | 2044-45 | 2045-46 | 2046-47 | 2047-48 | 2048-49 | 2049-50
SA1 | Black Coal | 0 | 0 | 0 | 0 | 0 | 0 | 0 | 0 | 0 | 0 | 0 | 0 | 0 | 0 | 0 | 0 | 0 | 0 | 0 | 0 | 0 | 0 | 0 | 0 | 0 | 0
SA1 | Brown Coal | 0 | 0 | 0 | 0 | 0 | 0 | 0 | 0 | 0 | 0 | 0 | 0 | 0 | 0 | 0 | 0 | 0 | 0 | 0 | 0 | 0 | 0 | 0 | 0 | 0 | 0
SA1 | CCGT | 0 | 0 | 0.00014243 | 0.00021704 | 0.00020227 | 0.00018904 | 0.00044777 | 0.00041959 | 0.001738 | 0.0016349 | 0.0015313 | 0.0014349 | 0.0013373 | 0.0081651 | 0.0076309 | 0.0071545 | 0.0066676 | 0.0062325 | 0.0058247 | 0.0054581 | 0.0050866 | 0.0047538 | 0.0044435 | 0.0041638 | 0.0038807 | 0.003627
SA1 | Gas - Steam | 0 | 0 | 0 | 0 | 0 | 0 | 0 | 0 | 0 | 0 | 0 | 0 | 0 | 0 | 0 | 0 | 0 | 0 | 0 | 0 | 0 | 0 | 0 | 0 | 0 | 0
SA1 | OCGT / Diesel | 0 | 0.00025757 | 0.00057834 | 0.0012017 | 0.001126 | 0.0010535 | 0.00098939 | 0.00093342 | 78.9394 | 73.7752 | 68.9488 | 76.6051 | 71.3913 | 2215.7618 | 2070.8054 | 1940.4546 | 1808.3865 | 3899.7924 | 3644.6658 | 3415.2453 | 3182.8022 | 2974.5815 | 2779.9827 | 2604.9914 | 2427.6945 | 2268.8736
SA1 | Hydro | 0 | 0 | 0 | 0 | 0 | 0 | 0 | 0 | 0 | 0 | 0 | 0 | 0 | 0 | 0 | 0 | 0 | 0 | 0 | 0 | 0 | 0 | 0 | 0 | 0 | 0
SA1 | Hydrogen Turbine | 0 | 0 | 0 | 0 | 0 | 0 | 0 | 0 | 0 | 0 | 0 | 0 | 0 | 0 | 0 | 0 | 0 | 0 | 0 | 0 | 0 | 0 | 0 | 0 | 0 | 0
SA1 | Wind | 0 | 0.01048 | 7717.7637 | 12258.7693 | 27332.3904 | 26180.6421 | 24467.8898 | 22927.7115 | 21367.2416 | 19969.3848 | 18662.9767 | 17488.2001 | 16297.9464 | 16540.2018 | 15458.1338 | 14696.9339 | 15537.2376 | 18791.9367 | 17562.5579 | 16457.0491 | 16329.6973 | 19100.5439 | 17850.9859 | 16989.7398 | 16198.3482 | 15138.6436
SA1 | Solar PV | 0 | 0.0028142 | 0.010211 | 3859.1319 | 5014.2218 | 4686.1886 | 4379.6155 | 4103.9322 | 3824.6167 | 3574.4082 | 3340.5684 | 3130.2899 | 2917.241 | 2726.3935 | 2548.0313 | 2387.641 | 2225.1372 | 2289.4536 | 2948.0472 | 5323.297 | 4960.9912 | 6009.2208 | 6743.9039 | 6319.3959 | 5889.3021 | 5599.329
SA1 | Grid Battery | 0 | 0.0063043 | 0.020079 | 0.018823 | 0.017543 | 0.016401 | 0.015333 | 0.014379 | 0.013416 | 0.01256 | 0.011769 | 0.015042 | 0.014094 | 0.023122 | 0.021661 | 0.020355 | 0.019079 | 2013.2558 | 1881.5476 | 1763.11 | 2655.579 | 2481.8496 | 2319.4863 | 2173.4818 | 2025.554 | 1893.0413
SA1 | Pumped Hydro | 0 | 0 | 0 | 0 | 0.0048898 | 0.0045949 | 0.0042963 | 0.0040283 | 0.0042576 | 0.0039915 | 0.0037403 | 0.0042725 | 0.0040031 | 0.0039148 | 0.0036665 | 0.0034515 | 0.0032435 | 0.0053042 | 0.0049701 | 0.0046703 | 0.0053268 | 0.0049894 | 0.0046663 | 0.0043776 | 0.0041084 | 0.0038893
SA1 | Coordinated CER storage | 0 | 0 | 0 | 0 | 0 | 0 | 0 | 0 | 0 | 0 | 0 | 0 | 0 | 0 | 0 | 0 | 0 | 0 | 0 | 0 | 0 | 0 | 0 | 0 | 0 | 0
Total excluding storage |  | 0 | 0.019856 | 7717.7947 | 16117.9215 | 32346.6359 | 30866.8529 | 28847.5264 | 27031.6634 | 25270.8172 | 23617.5863 | 22072.5109 | 20695.1158 | 19286.5981 | 21482.3923 | 20077.0035 | 19025.0605 | 19570.7903 | 26994.4501 | 26036.8292 | 26958.7115 | 27129.0801 | 30566.2055 | 29694.3679 | 28087.6174 | 26540.9068 | 24899.8951
Region | Technology | 2024-25 | 2025-26 | 2026-27 | 2027-28 | 2028-29 | 2029-30 | 2030-31 | 2031-32 | 2032-33 | 2033-34 | 2034-35 | 2035-36 | 2036-37 | 2037-38 | 2038-39 | 2039-40 | 2040-41 | 2041-42 | 2042-43 | 2043-44 | 2044-45 | 2045-46 | 2046-47 | 2047-48 | 2048-49 | 2049-50
TAS1 | Black Coal | 0 | 0 | 0 | 0 | 0 | 0 | 0 | 0 | 0 | 0 | 0 | 0 | 0 | 0 | 0 | 0 | 0 | 0 | 0 | 0 | 0 | 0 | 0 | 0 | 0 | 0
TAS1 | Brown Coal | 0 | 0 | 0 | 0 | 0 | 0 | 0 | 0 | 0 | 0 | 0 | 0 | 0 | 0 | 0 | 0 | 0 | 0 | 0 | 0 | 0 | 0 | 0 | 0 | 0 | 0
TAS1 | CCGT | 0 | 0 | 7.279e-05 | 8.3837e-05 | 7.8131e-05 | 7.3019e-05 | 0.00030115 | 0.00028348 | 0.0003307 | 0.00044367 | 0.00041465 | 0.00038855 | 0.0003621 | 0.00034729 | 0.0003251 | 0.00035786 | 0.00033435 | 0.00036124 | 0.00033801 | 0.00031673 | 0.00029518 | 0.00027623 | 0.00030575 | 0.00029203 | 0.00030816 | 0.00028831
TAS1 | Gas - Steam | 0 | 0 | 0 | 0 | 0 | 0 | 0 | 0 | 0 | 0 | 0 | 0 | 0 | 0 | 0 | 0 | 0 | 0 | 0 | 0 | 0 | 0 | 0 | 0 | 0 | 0
TAS1 | OCGT / Diesel | 0 | 0.00024245 | 0.00052064 | 0.00056971 | 0.00071424 | 0.0007314 | 0.00079841 | 0.00079414 | 0.00082328 | 0.00086912 | 0.00088383 | 0.00088669 | 0.00084129 | 0.00089247 | 0.0008408 | 0.00087806 | 0.00089262 | 0.00096763 | 0.00090805 | 0.00088242 | 0.0010228 | 0.0009585 | 0.00090066 | 0.00085957 | 0.00089364 | 0.00089874
TAS1 | Hydro | 0 | 0 | 0 | 0 | 0 | 0 | 0 | 0 | 0 | 0 | 0 | 0 | 0 | 0 | 0 | 0 | 0 | 0 | 0 | 0 | 0 | 0 | 0 | 0 | 0 | 0
TAS1 | Hydrogen Turbine | 0 | 0 | 0 | 0 | 0 | 0 | 0 | 0 | 0 | 0 | 0 | 0 | 0 | 0 | 0 | 0 | 0 | 0 | 0 | 0 | 0 | 0 | 0 | 0 | 0 | 0
TAS1 | Wind | 0 | 0.0027622 | 5774.1658 | 10821.4086 | 15127.3486 | 19405.1749 | 20153.3641 | 20878.1052 | 21314.7978 | 21656.5081 | 21657.607 | 21772.0659 | 21528.4511 | 21331.6712 | 21173.754 | 21000.6414 | 19571.3286 | 18290.9614 | 17094.3564 | 16018.3193 | 14928.1057 | 13951.5011 | 13038.7867 | 12218.0367 | 11386.4725 | 10641.5637
TAS1 | Solar PV | 0 | 0.00082892 | 0.0017892 | 0.0020668 | 0.0023998 | 0.0023111 | 0.0023938 | 0.0023961 | 0.0025745 | 0.0032983 | 0.0030859 | 0.0029973 | 0.0028052 | 0.0026752 | 0.0025106 | 0.005207 | 0.0048729 | 0.0052405 | 0.0051877 | 0.0048714 | 0.0045803 | 0.0045531 | 0.0046159 | 0.0043468 | 0.0045253 | 0.0042414
TAS1 | Grid Battery | 0 | 0.0044424 | 0.0058603 | 0.0059277 | 0.0056202 | 0.0057523 | 0.0056793 | 0.0057983 | 0.0060966 | 0.0065163 | 0.0065917 | 0.0068968 | 0.0072848 | 0.0086423 | 0.0087263 | 0.0094217 | 0.0097341 | 0.011386 | 0.011461 | 0.010838 | 0.011653 | 0.012908 | 0.012811 | 0.01297 | 0.014018 | 0.013382
TAS1 | Pumped Hydro | 0 | 0 | 0 | 0 | 0.0059181 | 0.0071514 | 0.01053 | 0.010376 | 0.01315 | 3147.0271 | 3254.3112 | 3315.2838 | 3385.2691 | 3163.8029 | 2956.8252 | 2818.6252 | 2626.7898 | 3704.2449 | 3461.9121 | 3243.9954 | 3077.8678 | 2876.512 | 2688.329 | 2519.107 | 2347.6555 | 2194.0706
TAS1 | Coordinated CER storage | 0 | 0 | 0 | 0 | 0 | 0 | 0 | 0 | 0 | 0 | 0 | 0 | 0 | 0 | 0 | 0 | 0 | 0 | 0 | 0 | 0 | 0 | 0 | 0 | 0 | 0
Total excluding storage |  | 0 | 0.008276 | 5774.174 | 10821.4172 | 15127.3633 | 19405.1909 | 20153.3838 | 20878.1249 | 21314.8207 | 24803.5463 | 24911.9292 | 25087.3609 | 24913.7315 | 24495.4867 | 24130.5916 | 23819.2825 | 22198.1342 | 21995.2242 | 20556.2864 | 19262.3316 | 18005.9911 | 16828.0318 | 15727.1343 | 14737.1621 | 13734.1477 | 12835.653

## Marinus_S2_Fuel Cost
Fuel cost by technology ($000s) - Marinus_S2, Green Energy Exports scenario
Fuel | Real June 2023 dollars discounted to 1 July 2023.
Explicitly modelled generation
Region | Technology | 2024-25 | 2025-26 | 2026-27 | 2027-28 | 2028-29 | 2029-30 | 2030-31 | 2031-32 | 2032-33 | 2033-34 | 2034-35 | 2035-36 | 2036-37 | 2037-38 | 2038-39 | 2039-40 | 2040-41 | 2041-42 | 2042-43 | 2043-44 | 2044-45 | 2045-46 | 2046-47 | 2047-48 | 2048-49 | 2049-50
NEM | Black Coal | 2296494.66 | 1356839.231 | 1252274.626 | 1062359.781 | 741842.4169 | 448789.7129 | 475539.4503 | 431688.9449 | 451067.5499 | 359584.6951 | 296074.84 | 224893.478 | 216037.982 | 190508.951 | 192678.398 | 176594.945 | 57989.806 | 55682.577 | 49773.014 | 49548.033 | 47061.475 | 39734.836 | 37406.8495 | 37348.1755 | 34422.63 | 30712.9655
NEM | Brown Coal | 288040.152 | 225345.552 | 174526.155 | 94168.4244 | 56400.3153 | 42327.0019 | 42640.1137 | 36964.0965 | 41058.084 | 19814.298 | 0 | 0 | 0 | 0 | 0 | 0 | 0 | 0 | 0 | 0 | 0 | 0 | 0 | 0 | 0 | 0
NEM | CCGT | 185467.9703 | 104557.2599 | 111281.275 | 273853.1282 | 247480.8352 | 225120.8208 | 203409.6998 | 208877.6492 | 186453.2577 | 299333.2973 | 290961.4495 | 309278.3524 | 284312.7273 | 264517.3979 | 244293.6098 | 217463.9955 | 219564.3238 | 297682.3949 | 299236.3404 | 227275.6129 | 196791.776 | 162753.9041 | 268205.1216 | 247507.6146 | 228550.2445 | 211735.004
NEM | Gas - Steam | 9587.2129 | 353291.968 | 219085.952 | 245044.592 | 243973.424 | 204889.344 | 14518.532 | 11799.698 | 62199.232 | 54291.852 | 73116.368 | 33545.682 | 29945.494 | 24624.664 | 20135.566 | 0 | 0 | 0 | 0 | 0 | 0 | 0 | 0 | 0 | 0 | 0
NEM | OCGT / Diesel | 9753.3423 | 8454.5385 | 12555.5092 | 98505.3734 | 133846.5966 | 155034.7139 | 34163.3207 | 33163.2852 | 90050.9352 | 87250.311 | 255948.8428 | 186642.464 | 237812.0673 | 251467.9425 | 242995.002 | 381825.513 | 630415.9768 | 423684.0402 | 383852.5327 | 495659.2939 | 332735.9613 | 362241.4186 | 294879.0613 | 319028.9728 | 391551.8659 | 435734.0257
NEM | Hydro | 0 | 0 | 0 | 0 | 0 | 0 | 0 | 0 | 0 | 0 | 0 | 0 | 0 | 0 | 0 | 0 | 0 | 0 | 0 | 0 | 0 | 0 | 0 | 0 | 0 | 0
NEM | Hydrogen Turbine | 0 | 446.4476 | 192065.624 | 15041.3213 | 120315.2909 | 142097.524 | 24.5288 | 0.0076444 | 592.9047 | 129.6292 | 98.3051 | 860.469 | 185.349 | 1902.2573 | 43.1344 | 31.6233 | 140.0106 | 467.5715 | 52.1098 | 45.0738 | 1207.9009 | 256.4164 | 224.0822 | 0.010043 | 1054.3309 | 266.5635
NEM | Wind | 0 | 0 | 0 | 0 | 0 | 0 | 0 | 0 | 0 | 0 | 0 | 0 | 0 | 0 | 0 | 0 | 0 | 0 | 0 | 0 | 0 | 0 | 0 | 0 | 0 | 0
NEM | Solar PV | 0 | 0 | 0 | 0 | 0 | 0 | 0 | 0 | 0 | 0 | 0 | 0 | 0 | 0 | 0 | 0 | 0 | 0 | 0 | 0 | 0 | 0 | 0 | 0 | 0 | 0
NEM | Grid Battery | 0 | 0 | 0 | 0 | 0 | 0 | 0 | 0 | 0 | 0 | 0 | 0 | 0 | 0 | 0 | 0 | 0 | 0 | 0 | 0 | 0 | 0 | 0 | 0 | 0 | 0
NEM | Pumped Hydro | 0 | 0 | 0 | 0 | 0 | 0 | 0 | 0 | 0 | 0 | 0 | 0 | 0 | 0 | 0 | 0 | 0 | 0 | 0 | 0 | 0 | 0 | 0 | 0 | 0 | 0
NEM | Coordinated CER storage | 0 | 0 | 0 | 0 | 0 | 0 | 0 | 0 | 0 | 0 | 0 | 0 | 0 | 0 | 0 | 0 | 0 | 0 | 0 | 0 | 0 | 0 | 0 | 0 | 0 | 0
Total excluding storage |  | 2789343.3376 | 2048934.997 | 1961789.1412 | 1788972.6202 | 1543858.879 | 1218259.1175 | 770295.6453 | 722493.6815 | 831421.9635 | 820404.0825 | 916199.8054 | 755220.4454 | 768293.6196 | 733021.2128 | 700145.7102 | 775916.0768 | 908110.1172 | 777516.5836 | 732913.9969 | 772528.0136 | 577797.1132 | 564986.5751 | 600715.1146 | 603884.7729 | 655579.0713 | 678448.5587
Region | Technology | 2024-25 | 2025-26 | 2026-27 | 2027-28 | 2028-29 | 2029-30 | 2030-31 | 2031-32 | 2032-33 | 2033-34 | 2034-35 | 2035-36 | 2036-37 | 2037-38 | 2038-39 | 2039-40 | 2040-41 | 2041-42 | 2042-43 | 2043-44 | 2044-45 | 2045-46 | 2046-47 | 2047-48 | 2048-49 | 2049-50
NSW1 | Black Coal | 1226239.968 | 620910.055 | 669859.176 | 667240.52 | 417222.078 | 256771.0326 | 276675.9689 | 238405.5247 | 254090.1933 | 171282.736 | 135305.156 | 135712.388 | 132483.472 | 116373.464 | 115745.848 | 106319.588 | 0 | 0 | 0 | 0 | 0 | 0 | 0 | 0 | 0 | 0
NSW1 | Brown Coal | 0 | 0 | 0 | 0 | 0 | 0 | 0 | 0 | 0 | 0 | 0 | 0 | 0 | 0 | 0 | 0 | 0 | 0 | 0 | 0 | 0 | 0 | 0 | 0 | 0 | 0
NSW1 | CCGT | 1518.0051 | 2577.9508 | 4371.2171 | 43674.7175 | 42717.4246 | 38668.7359 | 40698.6191 | 35088.0423 | 29828.7436 | 67018.4469 | 70150.5656 | 57965.203 | 49226.5762 | 57664.4816 | 49598.3372 | 49601.6809 | 52237.7413 | 40852.4598 | 49273.0874 | 0.29537 | 0.2637 | 0.26346 | 0.24762 | 0.23404 | 0.22243 | 0.21223
NSW1 | Gas - Steam | 0 | 0 | 0 | 0 | 0 | 0 | 0 | 0 | 0 | 0 | 0 | 0 | 0 | 0 | 0 | 0 | 0 | 0 | 0 | 0 | 0 | 0 | 0 | 0 | 0 | 0
NSW1 | OCGT / Diesel | 815.5021 | 7804.2794 | 5556.3524 | 32837.2896 | 40821.9102 | 66464.136 | 891.7066 | 166.0612 | 22973.0437 | 6790.9858 | 100786.3676 | 62376.1951 | 83513.0065 | 47459.3099 | 41497.8193 | 86606.5816 | 205058.0291 | 94395.2731 | 95156.3572 | 137785.5226 | 69194.3032 | 60885.1751 | 51073.0563 | 76854.6949 | 75134.5733 | 87690.6115
NSW1 | Hydro | 0 | 0 | 0 | 0 | 0 | 0 | 0 | 0 | 0 | 0 | 0 | 0 | 0 | 0 | 0 | 0 | 0 | 0 | 0 | 0 | 0 | 0 | 0 | 0 | 0 | 0
NSW1 | Hydrogen Turbine | 0 | 0 | 0 | 0 | 0 | 0 | 0 | 0 | 0 | 0 | 0 | 0 | 0 | 0 | 0 | 0 | 0 | 0 | 0 | 0 | 0 | 0 | 0 | 0 | 0 | 0
NSW1 | Wind | 0 | 0 | 0 | 0 | 0 | 0 | 0 | 0 | 0 | 0 | 0 | 0 | 0 | 0 | 0 | 0 | 0 | 0 | 0 | 0 | 0 | 0 | 0 | 0 | 0 | 0
NSW1 | Solar PV | 0 | 0 | 0 | 0 | 0 | 0 | 0 | 0 | 0 | 0 | 0 | 0 | 0 | 0 | 0 | 0 | 0 | 0 | 0 | 0 | 0 | 0 | 0 | 0 | 0 | 0
NSW1 | Grid Battery | 0 | 0 | 0 | 0 | 0 | 0 | 0 | 0 | 0 | 0 | 0 | 0 | 0 | 0 | 0 | 0 | 0 | 0 | 0 | 0 | 0 | 0 | 0 | 0 | 0 | 0
NSW1 | Pumped Hydro | 0 | 0 | 0 | 0 | 0 | 0 | 0 | 0 | 0 | 0 | 0 | 0 | 0 | 0 | 0 | 0 | 0 | 0 | 0 | 0 | 0 | 0 | 0 | 0 | 0 | 0
NSW1 | Coordinated CER storage | 0 | 0 | 0 | 0 | 0 | 0 | 0 | 0 | 0 | 0 | 0 | 0 | 0 | 0 | 0 | 0 | 0 | 0 | 0 | 0 | 0 | 0 | 0 | 0 | 0 | 0
Total excluding storage |  | 1228573.4752 | 631292.2852 | 679786.7455 | 743752.5271 | 500761.4128 | 361903.9045 | 318266.2946 | 273659.6283 | 306891.9806 | 245092.1688 | 306242.0891 | 256053.7861 | 265223.0547 | 221497.2555 | 206842.0044 | 242527.8505 | 257295.7704 | 135247.7329 | 144429.4445 | 137785.818 | 69194.5669 | 60885.4385 | 51073.3039 | 76854.929 | 75134.7957 | 87690.8237
Region | Technology | 2024-25 | 2025-26 | 2026-27 | 2027-28 | 2028-29 | 2029-30 | 2030-31 | 2031-32 | 2032-33 | 2033-34 | 2034-35 | 2035-36 | 2036-37 | 2037-38 | 2038-39 | 2039-40 | 2040-41 | 2041-42 | 2042-43 | 2043-44 | 2044-45 | 2045-46 | 2046-47 | 2047-48 | 2048-49 | 2049-50
QLD1 | Black Coal | 1070254.692 | 735929.176 | 582415.45 | 395119.261 | 324620.3389 | 192018.6803 | 198863.4814 | 193283.4201 | 196977.3566 | 188301.9591 | 160769.684 | 89181.09 | 83554.51 | 74135.487 | 76932.55 | 70275.357 | 57989.806 | 55682.577 | 49773.014 | 49548.033 | 47061.475 | 39734.836 | 37406.8495 | 37348.1755 | 34422.63 | 30712.9655
QLD1 | Brown Coal | 0 | 0 | 0 | 0 | 0 | 0 | 0 | 0 | 0 | 0 | 0 | 0 | 0 | 0 | 0 | 0 | 0 | 0 | 0 | 0 | 0 | 0 | 0 | 0 | 0 | 0
QLD1 | CCGT | 114119.7432 | 92048.273 | 82379.3995 | 153837.2788 | 130302.2877 | 126883.251 | 96744.8823 | 118692.1711 | 97899.3889 | 152259.8634 | 144017.732 | 187910.3479 | 168378.589 | 206852.512 | 194694.897 | 167861.951 | 167326.244 | 256829.608 | 249962.934 | 227275.0235 | 196791.249 | 162753.383 | 268204.626 | 247507.152 | 228549.798 | 211734.582
QLD1 | Gas - Steam | 0 | 0 | 0 | 0 | 0 | 0 | 0 | 0 | 0 | 0 | 0 | 0 | 0 | 0 | 0 | 0 | 0 | 0 | 0 | 0 | 0 | 0 | 0 | 0 | 0 | 0
QLD1 | OCGT / Diesel | 0.020522 | 0.021729 | 0.021186 | 4683.74 | 4655.9279 | 4183.2169 | 157.0493 | 0.033241 | 877.5859 | 1361.2839 | 6791.7473 | 45839.1986 | 82259.9081 | 75718.1435 | 81658.1096 | 131792.8849 | 228849.6989 | 94824.6674 | 102641.7285 | 124279.2175 | 119477.0707 | 152765.256 | 96577.3902 | 108734.6179 | 143155.3727 | 175137.4804
QLD1 | Hydro | 0 | 0 | 0 | 0 | 0 | 0 | 0 | 0 | 0 | 0 | 0 | 0 | 0 | 0 | 0 | 0 | 0 | 0 | 0 | 0 | 0 | 0 | 0 | 0 | 0 | 0
QLD1 | Hydrogen Turbine | 0 | 0 | 122358.08 | 14788.259 | 119521.696 | 132377.776 | 24.5248 | 0.0037599 | 56.8967 | 129.625 | 98.3007 | 432.3165 | 0.0042906 | 1206.3919 | 0.0044012 | 0.0044981 | 0.0046919 | 233.7856 | 52.105 | 30.4015 | 486.2897 | 128.2082 | 106.7013 | 0.0048514 | 658.9108 | 92.9545
QLD1 | Wind | 0 | 0 | 0 | 0 | 0 | 0 | 0 | 0 | 0 | 0 | 0 | 0 | 0 | 0 | 0 | 0 | 0 | 0 | 0 | 0 | 0 | 0 | 0 | 0 | 0 | 0
QLD1 | Solar PV | 0 | 0 | 0 | 0 | 0 | 0 | 0 | 0 | 0 | 0 | 0 | 0 | 0 | 0 | 0 | 0 | 0 | 0 | 0 | 0 | 0 | 0 | 0 | 0 | 0 | 0
QLD1 | Grid Battery | 0 | 0 | 0 | 0 | 0 | 0 | 0 | 0 | 0 | 0 | 0 | 0 | 0 | 0 | 0 | 0 | 0 | 0 | 0 | 0 | 0 | 0 | 0 | 0 | 0 | 0
QLD1 | Pumped Hydro | 0 | 0 | 0 | 0 | 0 | 0 | 0 | 0 | 0 | 0 | 0 | 0 | 0 | 0 | 0 | 0 | 0 | 0 | 0 | 0 | 0 | 0 | 0 | 0 | 0 | 0
QLD1 | Coordinated CER storage | 0 | 0 | 0 | 0 | 0 | 0 | 0 | 0 | 0 | 0 | 0 | 0 | 0 | 0 | 0 | 0 | 0 | 0 | 0 | 0 | 0 | 0 | 0 | 0 | 0 | 0
Total excluding storage |  | 1184374.4558 | 827977.4707 | 787152.9507 | 568428.5387 | 579100.2505 | 455462.9242 | 295789.9379 | 311975.6283 | 295811.2281 | 342052.7313 | 311677.464 | 323362.9531 | 334193.0114 | 357912.5344 | 353285.561 | 369930.1974 | 454165.7536 | 407570.6381 | 402429.7815 | 401132.6756 | 363816.0844 | 355381.6832 | 402295.567 | 393589.9502 | 406786.7115 | 417677.9824
Region | Technology | 2024-25 | 2025-26 | 2026-27 | 2027-28 | 2028-29 | 2029-30 | 2030-31 | 2031-32 | 2032-33 | 2033-34 | 2034-35 | 2035-36 | 2036-37 | 2037-38 | 2038-39 | 2039-40 | 2040-41 | 2041-42 | 2042-43 | 2043-44 | 2044-45 | 2045-46 | 2046-47 | 2047-48 | 2048-49 | 2049-50
VIC1 | Black Coal | 0 | 0 | 0 | 0 | 0 | 0 | 0 | 0 | 0 | 0 | 0 | 0 | 0 | 0 | 0 | 0 | 0 | 0 | 0 | 0 | 0 | 0 | 0 | 0 | 0 | 0
VIC1 | Brown Coal | 288040.152 | 225345.552 | 174526.155 | 94168.4244 | 56400.3153 | 42327.0019 | 42640.1137 | 36964.0965 | 41058.084 | 19814.298 | 0 | 0 | 0 | 0 | 0 | 0 | 0 | 0 | 0 | 0 | 0 | 0 | 0 | 0 | 0 | 0
VIC1 | CCGT | 0 | 0 | 0 | 0 | 0 | 0 | 0 | 0 | 0 | 0 | 0 | 0 | 0 | 0 | 0 | 0 | 0 | 0 | 0 | 0 | 0 | 0 | 0 | 0 | 0 | 0
VIC1 | Gas - Steam | 1225.8379 | 103251.616 | 219085.952 | 245044.592 | 243973.424 | 204889.344 | 14518.532 | 11799.698 | 62199.232 | 54291.852 | 73116.368 | 33545.682 | 29945.494 | 24624.664 | 20135.566 | 0 | 0 | 0 | 0 | 0 | 0 | 0 | 0 | 0 | 0 | 0
VIC1 | OCGT / Diesel | 203.4257 | 0.023311 | 1184.3755 | 17211.2293 | 33241.3212 | 23264.9317 | 7120.3889 | 6204.9898 | 22248.1004 | 13013.501 | 60976.6807 | 30479.4822 | 21549.4858 | 31410.909 | 13514.7296 | 39289.3829 | 60572.434 | 67180.4348 | 23336.7054 | 64178.5182 | 45693.4866 | 50337.1344 | 56148.4437 | 36005.0138 | 73694.745 | 78682.1305
VIC1 | Hydro | 0 | 0 | 0 | 0 | 0 | 0 | 0 | 0 | 0 | 0 | 0 | 0 | 0 | 0 | 0 | 0 | 0 | 0 | 0 | 0 | 0 | 0 | 0 | 0 | 0 | 0
VIC1 | Hydrogen Turbine | 0 | 0 | 0 | 0 | 0 | 0 | 0 | 0 | 0 | 0 | 0 | 0 | 0 | 0 | 0 | 0 | 0 | 0 | 0 | 0 | 0 | 0 | 0 | 0 | 0 | 0
VIC1 | Wind | 0 | 0 | 0 | 0 | 0 | 0 | 0 | 0 | 0 | 0 | 0 | 0 | 0 | 0 | 0 | 0 | 0 | 0 | 0 | 0 | 0 | 0 | 0 | 0 | 0 | 0
VIC1 | Solar PV | 0 | 0 | 0 | 0 | 0 | 0 | 0 | 0 | 0 | 0 | 0 | 0 | 0 | 0 | 0 | 0 | 0 | 0 | 0 | 0 | 0 | 0 | 0 | 0 | 0 | 0
VIC1 | Grid Battery | 0 | 0 | 0 | 0 | 0 | 0 | 0 | 0 | 0 | 0 | 0 | 0 | 0 | 0 | 0 | 0 | 0 | 0 | 0 | 0 | 0 | 0 | 0 | 0 | 0 | 0
VIC1 | Pumped Hydro | 0 | 0 | 0 | 0 | 0 | 0 | 0 | 0 | 0 | 0 | 0 | 0 | 0 | 0 | 0 | 0 | 0 | 0 | 0 | 0 | 0 | 0 | 0 | 0 | 0 | 0
VIC1 | Coordinated CER storage | 0 | 0 | 0 | 0 | 0 | 0 | 0 | 0 | 0 | 0 | 0 | 0 | 0 | 0 | 0 | 0 | 0 | 0 | 0 | 0 | 0 | 0 | 0 | 0 | 0 | 0
Total excluding storage |  | 289469.4156 | 328597.1913 | 394796.4825 | 356424.2457 | 333615.0606 | 270481.2776 | 64279.0346 | 54968.7843 | 125505.4164 | 87119.651 | 134093.0487 | 64025.1642 | 51494.9798 | 56035.573 | 33650.2956 | 39289.3829 | 60572.434 | 67180.4348 | 23336.7054 | 64178.5182 | 45693.4866 | 50337.1344 | 56148.4437 | 36005.0138 | 73694.745 | 78682.1305
Region | Technology | 2024-25 | 2025-26 | 2026-27 | 2027-28 | 2028-29 | 2029-30 | 2030-31 | 2031-32 | 2032-33 | 2033-34 | 2034-35 | 2035-36 | 2036-37 | 2037-38 | 2038-39 | 2039-40 | 2040-41 | 2041-42 | 2042-43 | 2043-44 | 2044-45 | 2045-46 | 2046-47 | 2047-48 | 2048-49 | 2049-50
SA1 | Black Coal | 0 | 0 | 0 | 0 | 0 | 0 | 0 | 0 | 0 | 0 | 0 | 0 | 0 | 0 | 0 | 0 | 0 | 0 | 0 | 0 | 0 | 0 | 0 | 0 | 0 | 0
SA1 | Brown Coal | 0 | 0 | 0 | 0 | 0 | 0 | 0 | 0 | 0 | 0 | 0 | 0 | 0 | 0 | 0 | 0 | 0 | 0 | 0 | 0 | 0 | 0 | 0 | 0 | 0 | 0
SA1 | CCGT | 69830.222 | 9931.0361 | 24530.6556 | 76341.1287 | 74461.1199 | 59568.8313 | 65966.1862 | 55097.4246 | 58725.112 | 80054.9677 | 76793.1335 | 63402.7841 | 66707.5457 | 0.38805 | 0.36022 | 0.34641 | 0.32244 | 0.30906 | 0.30169 | 0.2779 | 0.24827 | 0.2433 | 0.23181 | 0.21283 | 0.20677 | 0.19387
SA1 | Gas - Steam | 8361.375 | 250040.352 | 0 | 0 | 0 | 0 | 0 | 0 | 0 | 0 | 0 | 0 | 0 | 0 | 0 | 0 | 0 | 0 | 0 | 0 | 0 | 0 | 0 | 0 | 0 | 0
SA1 | OCGT / Diesel | 8734.3842 | 650.208 | 5814.7545 | 43773.1069 | 55127.4315 | 61122.4245 | 25994.1567 | 26723.474 | 43462.9397 | 60937.7841 | 80116.2508 | 44970.6491 | 46265.5372 | 93001.5564 | 103882.7908 | 120227.9865 | 133935.45 | 166367.6748 | 162301.8332 | 169174.8596 | 97878.4054 | 97919.154 | 90597.2872 | 97019.7929 | 98845.1679 | 93876.6975
SA1 | Hydro | 0 | 0 | 0 | 0 | 0 | 0 | 0 | 0 | 0 | 0 | 0 | 0 | 0 | 0 | 0 | 0 | 0 | 0 | 0 | 0 | 0 | 0 | 0 | 0 | 0 | 0
SA1 | Hydrogen Turbine | 0 | 446.4476 | 69707.544 | 253.0623 | 793.5949 | 9719.748 | 0.003954 | 0.0038845 | 536.008 | 0.0041892 | 0.0043177 | 428.1525 | 185.3447 | 695.8654 | 43.13 | 31.6188 | 140.0059 | 233.7858 | 0.0047598 | 14.6722 | 721.6112 | 128.2082 | 117.3808 | 0.0051917 | 395.4201 | 173.609
SA1 | Wind | 0 | 0 | 0 | 0 | 0 | 0 | 0 | 0 | 0 | 0 | 0 | 0 | 0 | 0 | 0 | 0 | 0 | 0 | 0 | 0 | 0 | 0 | 0 | 0 | 0 | 0
SA1 | Solar PV | 0 | 0 | 0 | 0 | 0 | 0 | 0 | 0 | 0 | 0 | 0 | 0 | 0 | 0 | 0 | 0 | 0 | 0 | 0 | 0 | 0 | 0 | 0 | 0 | 0 | 0
SA1 | Grid Battery | 0 | 0 | 0 | 0 | 0 | 0 | 0 | 0 | 0 | 0 | 0 | 0 | 0 | 0 | 0 | 0 | 0 | 0 | 0 | 0 | 0 | 0 | 0 | 0 | 0 | 0
SA1 | Pumped Hydro | 0 | 0 | 0 | 0 | 0 | 0 | 0 | 0 | 0 | 0 | 0 | 0 | 0 | 0 | 0 | 0 | 0 | 0 | 0 | 0 | 0 | 0 | 0 | 0 | 0 | 0
SA1 | Coordinated CER storage | 0 | 0 | 0 | 0 | 0 | 0 | 0 | 0 | 0 | 0 | 0 | 0 | 0 | 0 | 0 | 0 | 0 | 0 | 0 | 0 | 0 | 0 | 0 | 0 | 0 | 0
Total excluding storage |  | 86925.9812 | 261068.0437 | 100052.9541 | 120367.2978 | 130382.1464 | 130411.0037 | 91960.3469 | 81820.9024 | 102724.0596 | 140992.756 | 156909.3886 | 108801.5856 | 113158.4276 | 93697.8099 | 103926.281 | 120259.9518 | 134075.7783 | 166601.7697 | 162302.1396 | 169189.8097 | 98600.2648 | 98047.6055 | 90714.8999 | 97020.011 | 99240.7948 | 94050.5003
Region | Technology | 2024-25 | 2025-26 | 2026-27 | 2027-28 | 2028-29 | 2029-30 | 2030-31 | 2031-32 | 2032-33 | 2033-34 | 2034-35 | 2035-36 | 2036-37 | 2037-38 | 2038-39 | 2039-40 | 2040-41 | 2041-42 | 2042-43 | 2043-44 | 2044-45 | 2045-46 | 2046-47 | 2047-48 | 2048-49 | 2049-50
TAS1 | Black Coal | 0 | 0 | 0 | 0 | 0 | 0 | 0 | 0 | 0 | 0 | 0 | 0 | 0 | 0 | 0 | 0 | 0 | 0 | 0 | 0 | 0 | 0 | 0 | 0 | 0 | 0
TAS1 | Brown Coal | 0 | 0 | 0 | 0 | 0 | 0 | 0 | 0 | 0 | 0 | 0 | 0 | 0 | 0 | 0 | 0 | 0 | 0 | 0 | 0 | 0 | 0 | 0 | 0 | 0 | 0
TAS1 | CCGT | 0 | 0 | 0.0027856 | 0.003262 | 0.0029204 | 0.0026835 | 0.01219 | 0.011229 | 0.013275 | 0.019296 | 0.018473 | 0.017374 | 0.016427 | 0.01627 | 0.015424 | 0.017227 | 0.01612 | 0.018043 | 0.017351 | 0.016168 | 0.015032 | 0.014334 | 0.01621 | 0.015691 | 0.017319 | 0.015918
TAS1 | Gas - Steam | 0 | 0 | 0 | 0 | 0 | 0 | 0 | 0 | 0 | 0 | 0 | 0 | 0 | 0 | 0 | 0 | 0 | 0 | 0 | 0 | 0 | 0 | 0 | 0 | 0 | 0
TAS1 | OCGT / Diesel | 0.0098019 | 0.0060737 | 0.0056344 | 0.0076194 | 0.0057601 | 0.0048529 | 0.01913 | 68.727 | 489.2654 | 5146.7561 | 7277.7965 | 2976.939 | 4224.1298 | 3878.0237 | 2441.5528 | 3908.677 | 2000.3647 | 915.9901 | 415.9085 | 241.1759 | 492.6954 | 334.6992 | 482.8839 | 414.8532 | 722.0069 | 347.1058
TAS1 | Hydro | 0 | 0 | 0 | 0 | 0 | 0 | 0 | 0 | 0 | 0 | 0 | 0 | 0 | 0 | 0 | 0 | 0 | 0 | 0 | 0 | 0 | 0 | 0 | 0 | 0 | 0
TAS1 | Hydrogen Turbine | 0 | 0 | 0 | 0 | 0 | 0 | 0 | 0 | 0 | 0 | 0 | 0 | 0 | 0 | 0 | 0 | 0 | 0 | 0 | 0 | 0 | 0 | 0 | 0 | 0 | 0
TAS1 | Wind | 0 | 0 | 0 | 0 | 0 | 0 | 0 | 0 | 0 | 0 | 0 | 0 | 0 | 0 | 0 | 0 | 0 | 0 | 0 | 0 | 0 | 0 | 0 | 0 | 0 | 0
TAS1 | Solar PV | 0 | 0 | 0 | 0 | 0 | 0 | 0 | 0 | 0 | 0 | 0 | 0 | 0 | 0 | 0 | 0 | 0 | 0 | 0 | 0 | 0 | 0 | 0 | 0 | 0 | 0
TAS1 | Grid Battery | 0 | 0 | 0 | 0 | 0 | 0 | 0 | 0 | 0 | 0 | 0 | 0 | 0 | 0 | 0 | 0 | 0 | 0 | 0 | 0 | 0 | 0 | 0 | 0 | 0 | 0
TAS1 | Pumped Hydro | 0 | 0 | 0 | 0 | 0 | 0 | 0 | 0 | 0 | 0 | 0 | 0 | 0 | 0 | 0 | 0 | 0 | 0 | 0 | 0 | 0 | 0 | 0 | 0 | 0 | 0
TAS1 | Coordinated CER storage | 0 | 0 | 0 | 0 | 0 | 0 | 0 | 0 | 0 | 0 | 0 | 0 | 0 | 0 | 0 | 0 | 0 | 0 | 0 | 0 | 0 | 0 | 0 | 0 | 0 | 0
Total excluding storage |  | 0.0098019 | 0.0060737 | 0.0084201 | 0.010881 | 0.0086805 | 0.0075364 | 0.03132 | 68.7382 | 489.2787 | 5146.7754 | 7277.815 | 2976.9563 | 4224.1462 | 3878.04 | 2441.5682 | 3908.6942 | 2000.3809 | 916.0082 | 415.9258 | 241.1921 | 492.7105 | 334.7135 | 482.9001 | 414.8689 | 722.0243 | 347.1217

## Marinus_S2_Build Cost
New generation build cost (CAPEX) by technology ($000s) - Marinus_S2, Green Energy Exports scenario
CAPEX | Real June 2023 dollars discounted to 1 July 2023. The total capital costs are annualised for modelling purposes. Build costs do not include capital costs of existing, committed and anticipated generators and transmission projects since there will be no difference in these costs between the Base Case and option case.
Explicitly modelled generation
Region | Technology | 2024-25 | 2025-26 | 2026-27 | 2027-28 | 2028-29 | 2029-30 | 2030-31 | 2031-32 | 2032-33 | 2033-34 | 2034-35 | 2035-36 | 2036-37 | 2037-38 | 2038-39 | 2039-40 | 2040-41 | 2041-42 | 2042-43 | 2043-44 | 2044-45 | 2045-46 | 2046-47 | 2047-48 | 2048-49 | 2049-50
NEM | Black Coal | 0 | 0 | 0 | 0 | 0 | 0 | 0 | 0 | 0 | 0 | 0 | 0 | 0 | 0 | 0 | 0 | 0 | 0 | 0 | 0 | 0 | 0 | 0 | 0 | 0 | 0
NEM | Brown Coal | 0 | 0 | 0 | 0 | 0 | 0 | 0 | 0 | 0 | 0 | 0 | 0 | 0 | 0 | 0 | 0 | 0 | 0 | 0 | 0 | 0 | 0 | 0 | 0 | 0 | 0
NEM | CCGT | 0 | 0 | 0.0074987 | 0.011261 | 0.010494 | 0.0098078 | 0.021149 | 0.020156 | 0.041106 | 0.049126 | 0.048312 | 0.057249 | 0.054167 | 10628.3909 | 9933.0756 | 9307.82 | 8674.3547 | 39330.61 | 36757.5794 | 34443.8029 | 32099.5427 | 33214.5673 | 71682.6513 | 67170.4491 | 62598.7998 | 58503.5512
NEM | Gas - Steam | 0 | 0 | 0 | 0 | 0 | 0 | 0 | 0 | 0 | 0 | 0 | 0 | 0 | 0 | 0 | 0 | 0 | 0 | 0 | 0 | 0 | 0 | 0 | 0 | 0 | 0
NEM | OCGT / Diesel | 0 | 0.019553 | 0.033037 | 0.051074 | 0.079277 | 0.074767 | 0.071107 | 0.067181 | 649.8242 | 22501.1034 | 21029.0704 | 43256.2532 | 40312.214 | 57699.7687 | 53925.0176 | 50530.6047 | 47091.4711 | 76485.7987 | 71482.0549 | 66982.4804 | 82720.8715 | 77309.2258 | 72251.6197 | 67703.6029 | 67301.5148 | 76556.4101
NEM | Hydro | 0 | 0 | 0 | 0 | 0 | 0 | 0 | 0 | 0 | 0 | 0 | 0 | 0 | 0 | 0 | 0 | 0 | 0 | 0 | 0 | 0 | 0 | 0 | 0 | 0 | 0
NEM | Hydrogen Turbine | 0 | 0 | 0 | 0 | 0 | 0 | 0 | 0 | 0 | 0 | 0 | 0 | 0 | 0 | 0 | 0 | 0 | 0 | 0 | 0 | 0 | 0 | 0 | 0 | 0 | 0
NEM | Wind | 0 | 816095.4009 | 1603160.0676 | 2031361.9391 | 3052752.8559 | 2957127.6709 | 2779974.223 | 2757856.0586 | 2754811.9093 | 2746407.8471 | 2829186.7752 | 2869695.2674 | 2877134.5673 | 3005952.1253 | 2985806.9994 | 2974986.4785 | 2791494.6467 | 2691880.8278 | 2516634.2595 | 2358219.8812 | 2205740.6522 | 2127050.0096 | 1988742.4248 | 1872469.9209 | 1772416.1167 | 1661692.2643
NEM | Solar PV | 0 | 5219.7198 | 36021.1551 | 75721.4169 | 224840.0742 | 210130.9109 | 196384.0305 | 184022.2612 | 171497.6285 | 246615.2374 | 267848.3371 | 250988.1094 | 233905.7496 | 218603.505 | 204302.3412 | 191442.1599 | 225313.4565 | 258524.5474 | 291950.7065 | 327564.261 | 332436.3015 | 354359.3437 | 362306.8412 | 354902.988 | 352260.6685 | 372129.7169
NEM | Grid Battery | 0 | 62140.1514 | 92931.7647 | 137700.0585 | 148805.1128 | 175944.4829 | 191397.0704 | 204014.9029 | 212563.2813 | 221278.0596 | 265554.4544 | 248838.7324 | 231902.6689 | 216731.7016 | 202552.9989 | 189802.923 | 176884.8654 | 213481.8327 | 199515.7401 | 186956.8494 | 231865.0118 | 200652.976 | 182381.2765 | 157832.4062 | 141803.5499 | 123006.501
NEM | Pumped Hydro | 0 | 0 | 0 | 0 | 357182.0415 | 333815.0119 | 311976.6873 | 292338.7208 | 272442.0672 | 282398.7573 | 266689.8374 | 252252.5217 | 238167.2799 | 222586.2594 | 208024.5427 | 195539.3695 | 182230.8915 | 185496.6818 | 173361.3977 | 162448.834 | 152082.6317 | 142133.3031 | 132834.8641 | 124473.3192 | 116001.6148 | 108412.727
NEM | Coordinated CER storage | 0 | 0 | 0 | 0 | 0 | 0 | 0 | 0 | 0 | 0 | 0 | 0 | 0 | 0 | 0 | 0 | 0 | 0 | 0 | 0 | 0 | 0 | 0 | 0 | 0 | 0
Total excluding storage |  | 0 | 883455.2917 | 1732113.028 | 2244783.4768 | 3783580.1742 | 3677018.1612 | 3479732.1035 | 3438232.0309 | 3411964.7515 | 3519201.0541 | 3650308.5228 | 3665030.9414 | 3621422.5338 | 3732201.7509 | 3664544.9753 | 3611609.3556 | 3431689.6858 | 3465200.2984 | 3289701.7381 | 3136616.109 | 3036945.0114 | 2934719.4255 | 2810199.6775 | 2644552.6862 | 2512382.2644 | 2400301.1705
Region | Technology | 2024-25 | 2025-26 | 2026-27 | 2027-28 | 2028-29 | 2029-30 | 2030-31 | 2031-32 | 2032-33 | 2033-34 | 2034-35 | 2035-36 | 2036-37 | 2037-38 | 2038-39 | 2039-40 | 2040-41 | 2041-42 | 2042-43 | 2043-44 | 2044-45 | 2045-46 | 2046-47 | 2047-48 | 2048-49 | 2049-50
NSW1 | Black Coal | 0 | 0 | 0 | 0 | 0 | 0 | 0 | 0 | 0 | 0 | 0 | 0 | 0 | 0 | 0 | 0 | 0 | 0 | 0 | 0 | 0 | 0 | 0 | 0 | 0 | 0
NSW1 | Brown Coal | 0 | 0 | 0 | 0 | 0 | 0 | 0 | 0 | 0 | 0 | 0 | 0 | 0 | 0 | 0 | 0 | 0 | 0 | 0 | 0 | 0 | 0 | 0 | 0 | 0 | 0
NSW1 | CCGT | 0 | 0 | 0.0022995 | 0.0035951 | 0.0033505 | 0.0031313 | 0.0056451 | 0.0053447 | 0.0056607 | 0.010235 | 0.011889 | 0.01115 | 0.01116 | 0.023686 | 0.022156 | 0.020794 | 0.048243 | 0.095556 | 0.089305 | 0.083683 | 0.077988 | 0.072886 | 0.06814 | 0.063861 | 0.05952 | 0.055645
NSW1 | Gas - Steam | 0 | 0 | 0 | 0 | 0 | 0 | 0 | 0 | 0 | 0 | 0 | 0 | 0 | 0 | 0 | 0 | 0 | 0 | 0 | 0 | 0 | 0 | 0 | 0 | 0 | 0
NSW1 | OCGT / Diesel | 0 | 0.0076921 | 0.010373 | 0.010338 | 0.012584 | 0.011771 | 0.01103 | 0.010351 | 0.0096717 | 0.0093004 | 0.0096042 | 0.0107 | 0.010006 | 0.01858 | 0.017379 | 0.016327 | 0.015405 | 0.46074 | 0.4306 | 0.4036 | 0.37749 | 0.35281 | 0.32976 | 0.30909 | 0.28817 | 0.48436
NSW1 | Hydro | 0 | 0 | 0 | 0 | 0 | 0 | 0 | 0 | 0 | 0 | 0 | 0 | 0 | 0 | 0 | 0 | 0 | 0 | 0 | 0 | 0 | 0 | 0 | 0 | 0 | 0
NSW1 | Hydrogen Turbine | 0 | 0 | 0 | 0 | 0 | 0 | 0 | 0 | 0 | 0 | 0 | 0 | 0 | 0 | 0 | 0 | 0 | 0 | 0 | 0 | 0 | 0 | 0 | 0 | 0 | 0
NSW1 | Wind | 0 | 674493.297 | 833239.748 | 929580.9295 | 1093548.0284 | 1022007.503 | 955147.1988 | 895023.6222 | 834107.9244 | 779540.1167 | 728542.1656 | 682682.6796 | 636219.0071 | 711270.4027 | 664738.6955 | 633488.9051 | 595161.2454 | 572815.3745 | 536199.2419 | 502447.1507 | 468250.3808 | 461485.854 | 432140.2383 | 406517.7825 | 383557.6239 | 360342.4323
NSW1 | Solar PV | 0 | 0.022553 | 31142.8465 | 45706.7198 | 187217.5118 | 174969.6371 | 163523.0253 | 153229.7541 | 142800.8703 | 133458.7575 | 124727.811 | 116876.5791 | 108921.9083 | 101796.1761 | 95136.6132 | 89148.0599 | 115284.2068 | 154764.1185 | 180924.2644 | 189392.7283 | 180336.8523 | 197234.6274 | 203326.2217 | 193519.627 | 185352.8358 | 177842.8433
NSW1 | Grid Battery | 0 | 62139.8426 | 92930.7579 | 87081.0527 | 81154.2784 | 75845.1199 | 70883.2897 | 66421.4048 | 61900.7351 | 57851.1544 | 54066.4996 | 50663.1802 | 47215.0225 | 44126.2187 | 41239.4571 | 38643.5608 | 36013.4658 | 49387.6662 | 46156.698 | 43251.2764 | 88724.4503 | 66876.8125 | 53502.5696 | 50134.7597 | 46722.5672 | 43665.9511
NSW1 | Pumped Hydro | 0 | 0 | 0 | 0 | 278934.8277 | 260686.7558 | 243632.482 | 228296.5671 | 212758.6033 | 198839.8162 | 185831.604 | 174134.0766 | 162282.4356 | 151665.829 | 141743.7655 | 132821.4323 | 123781.5486 | 115683.7991 | 108115.7008 | 101310.1509 | 94414.9721 | 88238.292 | 82465.6937 | 77274.7322 | 72015.3813 | 67304.0951
NSW1 | Coordinated CER storage | 0 | 0 | 0 | 0 | 0 | 0 | 0 | 0 | 0 | 0 | 0 | 0 | 0 | 0 | 0 | 0 | 0 | 0 | 0 | 0 | 0 | 0 | 0 | 0 | 0 | 0
Total excluding storage |  | 0 | 736633.1699 | 957313.3651 | 1062368.716 | 1640854.6622 | 1533509.0307 | 1433186.0124 | 1342971.3639 | 1251568.1485 | 1169689.8644 | 1093168.1017 | 1024356.5373 | 954638.3945 | 1008858.6687 | 942858.5708 | 894101.9952 | 870240.5302 | 892651.5146 | 871396.425 | 836401.7935 | 831727.1111 | 813836.0116 | 771435.1211 | 727447.2744 | 687648.7559 | 649155.8618
Region | Technology | 2024-25 | 2025-26 | 2026-27 | 2027-28 | 2028-29 | 2029-30 | 2030-31 | 2031-32 | 2032-33 | 2033-34 | 2034-35 | 2035-36 | 2036-37 | 2037-38 | 2038-39 | 2039-40 | 2040-41 | 2041-42 | 2042-43 | 2043-44 | 2044-45 | 2045-46 | 2046-47 | 2047-48 | 2048-49 | 2049-50
QLD1 | Black Coal | 0 | 0 | 0 | 0 | 0 | 0 | 0 | 0 | 0 | 0 | 0 | 0 | 0 | 0 | 0 | 0 | 0 | 0 | 0 | 0 | 0 | 0 | 0 | 0 | 0 | 0
QLD1 | Brown Coal | 0 | 0 | 0 | 0 | 0 | 0 | 0 | 0 | 0 | 0 | 0 | 0 | 0 | 0 | 0 | 0 | 0 | 0 | 0 | 0 | 0 | 0 | 0 | 0 | 0 | 0
QLD1 | CCGT | 0 | 0 | 0.0018904 | 0.0030564 | 0.0028484 | 0.0026621 | 0.004235 | 0.0042326 | 0.004597 | 0.0079013 | 0.0074112 | 0.018913 | 0.017672 | 10628.2415 | 9932.9359 | 9307.6882 | 8674.203 | 39330.4171 | 36757.3991 | 34443.634 | 32099.3852 | 33214.4201 | 71682.513 | 67170.3195 | 62598.6784 | 58503.4378
QLD1 | Gas - Steam | 0 | 0 | 0 | 0 | 0 | 0 | 0 | 0 | 0 | 0 | 0 | 0 | 0 | 0 | 0 | 0 | 0 | 0 | 0 | 0 | 0 | 0 | 0 | 0 | 0 | 0
QLD1 | OCGT / Diesel | 0 | 0.0030093 | 0.0056466 | 0.0063636 | 0.027271 | 0.025507 | 0.023867 | 0.022382 | 0.020879 | 21893.8094 | 20461.5041 | 42626.0762 | 39724.9269 | 39571.864 | 36983.0505 | 34655.0813 | 32296.4414 | 30183.5906 | 28208.9632 | 26433.2958 | 29038.3303 | 27138.6265 | 25363.209 | 23766.6731 | 26354.9505 | 38288.3752
QLD1 | Hydro | 0 | 0 | 0 | 0 | 0 | 0 | 0 | 0 | 0 | 0 | 0 | 0 | 0 | 0 | 0 | 0 | 0 | 0 | 0 | 0 | 0 | 0 | 0 | 0 | 0 | 0
QLD1 | Hydrogen Turbine | 0 | 0 | 0 | 0 | 0 | 0 | 0 | 0 | 0 | 0 | 0 | 0 | 0 | 0 | 0 | 0 | 0 | 0 | 0 | 0 | 0 | 0 | 0 | 0 | 0 | 0
QLD1 | Wind | 0 | 141601.917 | 648572.2673 | 720190.7652 | 990973.2477 | 926143.222 | 865554.4129 | 811070.4264 | 755868.6198 | 706419.2713 | 762875.6387 | 714854.9656 | 666201.6257 | 623868.6213 | 583054.7868 | 546353.2831 | 509168.2434 | 507691.3511 | 474477.9118 | 444610.9884 | 414350.5782 | 398318.268 | 372260.1636 | 348827.5371 | 336636.967 | 314613.9915
QLD1 | Solar PV | 0 | 0.030258 | 0.046855 | 0.10719 | 1309.6647 | 1223.9857 | 1143.9119 | 1071.9061 | 998.9517 | 87270.6735 | 118928.1833 | 111442.0204 | 103857.228 | 97062.83 | 90712.9253 | 85002.826 | 93914.8263 | 87770.8745 | 92288.089 | 109046.2865 | 106427.5821 | 105633.5392 | 98722.9351 | 104918.7119 | 111887.6642 | 142491.8258
QLD1 | Grid Battery | 0 | 0.088981 | 0.30422 | 0.28517 | 0.30735 | 0.28725 | 0.26849 | 0.25164 | 0.23461 | 0.22723 | 0.22745 | 0.28157 | 0.26262 | 0.3521 | 0.32934 | 0.30893 | 0.28842 | 17738.7961 | 16578.3148 | 15534.7703 | 16587.053 | 15501.8968 | 18342.1249 | 17187.5451 | 16017.7431 | 14969.854
QLD1 | Pumped Hydro | 0 | 0 | 0 | 0 | 1.9132 | 1.7887 | 1.6719 | 1.5667 | 1.4602 | 1.365 | 1.2766 | 1.2009 | 1.1194 | 1.0511 | 0.98262 | 0.92127 | 0.85929 | 0.86648 | 0.81093 | 0.76091 | 0.82161 | 0.76894 | 0.71945 | 0.67454 | 0.63023 | 0.58976
QLD1 | Coordinated CER storage | 0 | 0 | 0 | 0 | 0 | 0 | 0 | 0 | 0 | 0 | 0 | 0 | 0 | 0 | 0 | 0 | 0 | 0 | 0 | 0 | 0 | 0 | 0 | 0 | 0 | 0
Total excluding storage |  | 0 | 141602.0393 | 648572.6259 | 720191.167 | 992285.1631 | 927369.3119 | 866700.2932 | 812144.1775 | 756869.2918 | 815585.3543 | 902266.8376 | 868924.5636 | 809785.1803 | 771132.9601 | 720685.0105 | 675320.1089 | 644054.8618 | 682715.8958 | 648311.4888 | 630069.7359 | 598503.7505 | 579807.5195 | 586371.6652 | 561871.4612 | 553496.6334 | 568868.0741
Region | Technology | 2024-25 | 2025-26 | 2026-27 | 2027-28 | 2028-29 | 2029-30 | 2030-31 | 2031-32 | 2032-33 | 2033-34 | 2034-35 | 2035-36 | 2036-37 | 2037-38 | 2038-39 | 2039-40 | 2040-41 | 2041-42 | 2042-43 | 2043-44 | 2044-45 | 2045-46 | 2046-47 | 2047-48 | 2048-49 | 2049-50
VIC1 | Black Coal | 0 | 0 | 0 | 0 | 0 | 0 | 0 | 0 | 0 | 0 | 0 | 0 | 0 | 0 | 0 | 0 | 0 | 0 | 0 | 0 | 0 | 0 | 0 | 0 | 0 | 0
VIC1 | Brown Coal | 0 | 0 | 0 | 0 | 0 | 0 | 0 | 0 | 0 | 0 | 0 | 0 | 0 | 0 | 0 | 0 | 0 | 0 | 0 | 0 | 0 | 0 | 0 | 0 | 0 | 0
VIC1 | CCGT | 0 | 0 | 0 | 0 | 0 | 0 | 0 | 0 | 0 | 0 | 0 | 0 | 0 | 0 | 0 | 0 | 0 | 0 | 0 | 0 | 0 | 0 | 0 | 0 | 0 | 0
VIC1 | Gas - Steam | 0 | 0 | 0 | 0 | 0 | 0 | 0 | 0 | 0 | 0 | 0 | 0 | 0 | 0 | 0 | 0 | 0 | 0 | 0 | 0 | 0 | 0 | 0 | 0 | 0 | 0
VIC1 | OCGT / Diesel | 0 | 0.0029872 | 0.0056805 | 0.016579 | 0.021149 | 0.019765 | 0.018511 | 0.01736 | 0.019728 | 0.018453 | 0.017273 | 0.016234 | 0.01515 | 0.018839 | 0.017617 | 0.016555 | 0.015487 | 14512.4984 | 13563.0826 | 12709.3285 | 27737.4746 | 25922.8734 | 24226.9845 | 22701.9704 | 21156.8645 | 19772.7706
VIC1 | Hydro | 0 | 0 | 0 | 0 | 0 | 0 | 0 | 0 | 0 | 0 | 0 | 0 | 0 | 0 | 0 | 0 | 0 | 0 | 0 | 0 | 0 | 0 | 0 | 0 | 0 | 0
VIC1 | Hydrogen Turbine | 0 | 0 | 0 | 0 | 0 | 0 | 0 | 0 | 0 | 0 | 0 | 0 | 0 | 0 | 0 | 0 | 0 | 0 | 0 | 0 | 0 | 0 | 0 | 0 | 0 | 0
VIC1 | Wind | 0 | 0.063855 | 0.13031 | 174314.0323 | 607142.1118 | 623561.5355 | 582767.7961 | 683434.2213 | 807140.2593 | 912685.2607 | 1000751.54 | 1144707.9073 | 1259092.0794 | 1355900.5684 | 1434154.2283 | 1499827.2745 | 1397748.3768 | 1306306.8942 | 1220847.5646 | 1143998.9685 | 1066137.9005 | 996390.6436 | 931206.2091 | 877807.6175 | 826280.5642 | 775576.0607
VIC1 | Solar PV | 0 | 0.0089785 | 0.018922 | 0.05408 | 0.10165 | 0.094995 | 0.088781 | 0.083196 | 0.07771 | 0.072722 | 0.068212 | 0.063928 | 0.059582 | 0.055702 | 0.052071 | 0.049048 | 0.046109 | 0.088169 | 0.087117 | 0.13328 | 18529.0214 | 20113.2373 | 26147.0084 | 24501.1349 | 25232.0748 | 23581.3793
VIC1 | Grid Battery | 0 | 0.081376 | 0.37906 | 50618.4121 | 67650.2385 | 100098.8002 | 120513.2513 | 137592.9967 | 150662.0714 | 163426.4451 | 211487.5044 | 198175.0171 | 184687.1392 | 172604.8031 | 161312.9001 | 151158.7496 | 140870.8194 | 131655.0441 | 123042.0975 | 115296.9762 | 107449.8811 | 100420.4291 | 93850.7907 | 74874.6229 | 64491.9023 | 50752.6209
VIC1 | Pumped Hydro | 0 | 0 | 0 | 0 | 78245.1246 | 73126.2851 | 68342.3226 | 64040.3838 | 59681.7675 | 55777.353 | 52128.3675 | 48847.0473 | 45522.4962 | 42544.3939 | 39761.1159 | 37258.2766 | 34722.4625 | 32450.9934 | 30328.0315 | 28418.9756 | 26484.8045 | 24752.1539 | 23132.8543 | 21676.7124 | 20201.3862 | 18879.8003
VIC1 | Coordinated CER storage | 0 | 0 | 0 | 0 | 0 | 0 | 0 | 0 | 0 | 0 | 0 | 0 | 0 | 0 | 0 | 0 | 0 | 0 | 0 | 0 | 0 | 0 | 0 | 0 | 0 | 0
Total excluding storage |  | 0 | 0.1572 | 0.53397 | 224932.515 | 753037.5977 | 796786.7355 | 771623.4773 | 885067.7023 | 1017484.1957 | 1131889.1499 | 1264367.4974 | 1391730.0518 | 1489301.7894 | 1571049.8399 | 1635228.3141 | 1688244.3664 | 1573341.7203 | 1484925.5182 | 1387780.8634 | 1300424.3821 | 1246339.0821 | 1167599.3374 | 1098563.847 | 1021562.0581 | 957362.7919 | 888562.6318
Region | Technology | 2024-25 | 2025-26 | 2026-27 | 2027-28 | 2028-29 | 2029-30 | 2030-31 | 2031-32 | 2032-33 | 2033-34 | 2034-35 | 2035-36 | 2036-37 | 2037-38 | 2038-39 | 2039-40 | 2040-41 | 2041-42 | 2042-43 | 2043-44 | 2044-45 | 2045-46 | 2046-47 | 2047-48 | 2048-49 | 2049-50
SA1 | Black Coal | 0 | 0 | 0 | 0 | 0 | 0 | 0 | 0 | 0 | 0 | 0 | 0 | 0 | 0 | 0 | 0 | 0 | 0 | 0 | 0 | 0 | 0 | 0 | 0 | 0 | 0
SA1 | Brown Coal | 0 | 0 | 0 | 0 | 0 | 0 | 0 | 0 | 0 | 0 | 0 | 0 | 0 | 0 | 0 | 0 | 0 | 0 | 0 | 0 | 0 | 0 | 0 | 0 | 0 | 0
SA1 | CCGT | 0 | 0 | 0.0021878 | 0.0033205 | 0.0030945 | 0.0028921 | 0.0067412 | 0.0063169 | 0.025887 | 0.024351 | 0.022807 | 0.021371 | 0.019917 | 0.12052 | 0.11263 | 0.1056 | 0.098413 | 0.091991 | 0.085973 | 0.080561 | 0.075078 | 0.070166 | 0.065586 | 0.061457 | 0.057278 | 0.053533
SA1 | Gas - Steam | 0 | 0 | 0 | 0 | 0 | 0 | 0 | 0 | 0 | 0 | 0 | 0 | 0 | 0 | 0 | 0 | 0 | 0 | 0 | 0 | 0 | 0 | 0 | 0 | 0 | 0
SA1 | OCGT / Diesel | 0 | 0.0030166 | 0.0059563 | 0.011921 | 0.011165 | 0.010447 | 0.0098102 | 0.0092568 | 649.7658 | 607.2578 | 567.5308 | 630.1414 | 587.2538 | 18127.8586 | 16941.924 | 15875.4821 | 14794.9902 | 31789.2397 | 29709.5698 | 27839.4441 | 25944.6795 | 24247.364 | 22661.0879 | 21234.6422 | 19789.4032 | 18494.7715
SA1 | Hydro | 0 | 0 | 0 | 0 | 0 | 0 | 0 | 0 | 0 | 0 | 0 | 0 | 0 | 0 | 0 | 0 | 0 | 0 | 0 | 0 | 0 | 0 | 0 | 0 | 0 | 0
SA1 | Hydrogen Turbine | 0 | 0 | 0 | 0 | 0 | 0 | 0 | 0 | 0 | 0 | 0 | 0 | 0 | 0 | 0 | 0 | 0 | 0 | 0 | 0 | 0 | 0 | 0 | 0 | 0 | 0
SA1 | Wind | 0 | 0.095929 | 65919.6774 | 105992.1695 | 222478.649 | 212826.1126 | 198902.9089 | 186382.5829 | 173697.3032 | 162333.9285 | 151713.9522 | 142164.0268 | 132488.2832 | 133846.2866 | 125089.9945 | 118836.5143 | 124947.6194 | 151357.7111 | 141455.8057 | 132551.5985 | 131552.3126 | 153612.7388 | 143563.3782 | 136641.7932 | 130253.888 | 121732.6073
SA1 | Solar PV | 0 | 5219.6513 | 4878.2294 | 30014.5205 | 36312.7785 | 33937.1762 | 31716.9871 | 29720.5003 | 27697.7101 | 25885.7104 | 24192.2528 | 22669.4249 | 21126.534 | 19744.4245 | 18452.7332 | 17291.1927 | 16114.3472 | 15989.434 | 18738.2341 | 29125.0831 | 27142.8175 | 31377.912 | 34110.6481 | 31963.488 | 29788.0667 | 28213.6432
SA1 | Grid Battery | 0 | 0.081098 | 0.24887 | 0.23329 | 0.21743 | 0.20327 | 0.19003 | 0.17819 | 0.16623 | 0.15557 | 0.14571 | 0.17439 | 0.1632 | 0.23579 | 0.22081 | 0.2074 | 0.19425 | 14700.217 | 13738.5211 | 12873.7237 | 19103.5192 | 17853.7359 | 16685.6957 | 15635.3829 | 14571.2343 | 13617.9779
SA1 | Pumped Hydro | 0 | 0 | 0 | 0 | 0.11056 | 0.1039 | 0.09714 | 0.09107 | 0.095349 | 0.089394 | 0.083771 | 0.094993 | 0.089042 | 0.08796 | 0.08238 | 0.077578 | 0.073027 | 0.11386 | 0.1067 | 0.10028 | 0.11519 | 0.10788 | 0.10089 | 0.094648 | 0.089018 | 0.08463
SA1 | Coordinated CER storage | 0 | 0 | 0 | 0 | 0 | 0 | 0 | 0 | 0 | 0 | 0 | 0 | 0 | 0 | 0 | 0 | 0 | 0 | 0 | 0 | 0 | 0 | 0 | 0 | 0 | 0
Total excluding storage |  | 0 | 5219.8314 | 70798.1638 | 136006.9386 | 258791.7698 | 246763.6092 | 230620.1997 | 216103.3681 | 202045.0667 | 188827.166 | 176473.988 | 165463.8839 | 154202.3431 | 171719.014 | 160485.0675 | 152003.5796 | 155857.3224 | 213836.8076 | 203642.3233 | 202390.0303 | 203743.5191 | 227091.9289 | 217020.9765 | 205475.4624 | 194402.7385 | 182059.1381
Region | Technology | 2024-25 | 2025-26 | 2026-27 | 2027-28 | 2028-29 | 2029-30 | 2030-31 | 2031-32 | 2032-33 | 2033-34 | 2034-35 | 2035-36 | 2036-37 | 2037-38 | 2038-39 | 2039-40 | 2040-41 | 2041-42 | 2042-43 | 2043-44 | 2044-45 | 2045-46 | 2046-47 | 2047-48 | 2048-49 | 2049-50
TAS1 | Black Coal | 0 | 0 | 0 | 0 | 0 | 0 | 0 | 0 | 0 | 0 | 0 | 0 | 0 | 0 | 0 | 0 | 0 | 0 | 0 | 0 | 0 | 0 | 0 | 0 | 0 | 0
TAS1 | Brown Coal | 0 | 0 | 0 | 0 | 0 | 0 | 0 | 0 | 0 | 0 | 0 | 0 | 0 | 0 | 0 | 0 | 0 | 0 | 0 | 0 | 0 | 0 | 0 | 0 | 0 | 0
TAS1 | CCGT | 0 | 0 | 0.001121 | 0.0012886 | 0.0012009 | 0.0011224 | 0.0045277 | 0.0042619 | 0.004962 | 0.0066393 | 0.0062049 | 0.0058143 | 0.0054186 | 0.0051953 | 0.0048633 | 0.0053414 | 0.0049902 | 0.0053793 | 0.0050332 | 0.0047164 | 0.0043954 | 0.0041131 | 0.0045331 | 0.0043276 | 0.0045515 | 0.0042581
TAS1 | Gas - Steam | 0 | 0 | 0 | 0 | 0 | 0 | 0 | 0 | 0 | 0 | 0 | 0 | 0 | 0 | 0 | 0 | 0 | 0 | 0 | 0 | 0 | 0 | 0 | 0 | 0 | 0
TAS1 | OCGT / Diesel | 0 | 0.0028478 | 0.0053805 | 0.0058729 | 0.0071084 | 0.0072765 | 0.0078892 | 0.0078316 | 0.0080728 | 0.0084895 | 0.0085992 | 0.0085907 | 0.0081505 | 0.008602 | 0.0081031 | 0.0084382 | 0.0085512 | 0.0092073 | 0.0086396 | 0.0083967 | 0.0096351 | 0.0090288 | 0.0084847 | 0.0081056 | 0.0084086 | 0.0084328
TAS1 | Hydro | 0 | 0 | 0 | 0 | 0 | 0 | 0 | 0 | 0 | 0 | 0 | 0 | 0 | 0 | 0 | 0 | 0 | 0 | 0 | 0 | 0 | 0 | 0 | 0 | 0 | 0
TAS1 | Hydrogen Turbine | 0 | 0 | 0 | 0 | 0 | 0 | 0 | 0 | 0 | 0 | 0 | 0 | 0 | 0 | 0 | 0 | 0 | 0 | 0 | 0 | 0 | 0 | 0 | 0 | 0 | 0
TAS1 | Wind | 0 | 0.027045 | 55428.2445 | 101284.0425 | 138610.8189 | 172589.2978 | 177601.9063 | 181945.2058 | 183997.8025 | 185429.2699 | 185303.4787 | 185285.6882 | 183133.572 | 181066.2463 | 178769.2942 | 176480.5015 | 164469.1617 | 153709.497 | 143653.7355 | 134611.1751 | 125449.4801 | 117242.5052 | 109572.4355 | 102675.1907 | 95687.0736 | 89427.1725
TAS1 | Solar PV | 0 | 0.0067073 | 0.013471 | 0.015339 | 0.017596 | 0.016956 | 0.017527 | 0.017428 | 0.018586 | 0.023325 | 0.021821 | 0.021078 | 0.019723 | 0.018758 | 0.017599 | 0.032262 | 0.030191 | 0.032271 | 0.031824 | 0.029882 | 0.028078 | 0.027728 | 0.027864 | 0.026232 | 0.026998 | 0.025304
TAS1 | Grid Battery | 0 | 0.057367 | 0.074676 | 0.075176 | 0.071195 | 0.072226 | 0.070883 | 0.071606 | 0.073918 | 0.077319 | 0.077175 | 0.079119 | 0.081439 | 0.091985 | 0.091504 | 0.096147 | 0.097472 | 0.10937 | 0.10877 | 0.1028 | 0.10808 | 0.10176 | 0.095603 | 0.095508 | 0.10301 | 0.097114
TAS1 | Pumped Hydro | 0 | 0 | 0 | 0 | 0.065433 | 0.07843 | 0.11375 | 0.11214 | 0.1408 | 27780.1337 | 28728.5056 | 29270.1019 | 30361.1397 | 28374.8974 | 26518.5962 | 25458.6618 | 23725.9482 | 37360.909 | 34916.7478 | 32718.8463 | 31181.9184 | 29141.9803 | 27235.4958 | 25521.1053 | 23784.1281 | 22228.1572
TAS1 | Coordinated CER storage | 0 | 0 | 0 | 0 | 0 | 0 | 0 | 0 | 0 | 0 | 0 | 0 | 0 | 0 | 0 | 0 | 0 | 0 | 0 | 0 | 0 | 0 | 0 | 0 | 0 | 0
Total excluding storage |  | 0 | 0.093967 | 55428.3392 | 101284.1402 | 138610.9814 | 172589.4738 | 177602.1209 | 181945.419 | 183998.0488 | 213209.5194 | 214032.0981 | 214555.9047 | 213494.8264 | 209441.2682 | 205288.0125 | 201939.3055 | 188195.2511 | 191070.5622 | 178570.6376 | 167330.1671 | 156631.5486 | 146384.6281 | 136808.0678 | 128196.4302 | 119471.3447 | 111655.4648

## Marinus_S2_Rehab Cost
Rehabilition cost by technology ($000s) - Marinus_S2, Green Energy Exports scenario
Rehab | Real June 2023 dollars discounted to 1 July 2023.
Explicitly modelled generation
Region | Technology | 2024-25 | 2025-26 | 2026-27 | 2027-28 | 2028-29 | 2029-30 | 2030-31 | 2031-32 | 2032-33 | 2033-34 | 2034-35 | 2035-36 | 2036-37 | 2037-38 | 2038-39 | 2039-40 | 2040-41 | 2041-42 | 2042-43 | 2043-44 | 2044-45 | 2045-46 | 2046-47 | 2047-48 | 2048-49 | 2049-50
NEM | Black Coal | 0 | 0 | 0 | 180300.7084 | 45309.3489 | 61811.8718 | 0 | 0 | 0 | 0 | 0 | 0 | 0 | 0 | 0 | 0 | 0 | 0 | 0 | 0 | 0 | 0 | 0 | 0 | 0 | 0
NEM | Brown Coal | 0 | 0 | 0 | 66522.6682 | 2340.3637 | 0.18941 | 3.3922e-06 | 0 | 0 | 0 | 0 | 0 | 0 | 0 | 0 | 0 | 0 | 0 | 0 | 0 | 0 | 0 | 0 | 0 | 0 | 0
NEM | CCGT | 0 | 0 | 0 | 0 | 0 | 0 | 0 | 0 | 0 | 0 | 0 | 0 | 0 | 0 | 0 | 0 | 0 | 0 | 0 | 0 | 0 | 0 | 0 | 0 | 0 | 0
NEM | Gas - Steam | 0 | 0 | 0 | 0 | 0 | 0 | 0 | 0 | 0 | 0 | 0 | 0 | 0 | 0 | 0 | 0 | 0 | 0 | 0 | 0 | 0 | 0 | 0 | 0 | 0 | 0
NEM | OCGT / Diesel | 0 | 0 | 0 | 0 | 0 | 0 | 0 | 0 | 0 | 0 | 0 | 0 | 0 | 0 | 0 | 0 | 0 | 0 | 0 | 0 | 0 | 0 | 0 | 0 | 0 | 0
NEM | Hydro | 0 | 0 | 0 | 0 | 0 | 0 | 0 | 0 | 0 | 0 | 0 | 0 | 0 | 0 | 0 | 0 | 0 | 0 | 0 | 0 | 0 | 0 | 0 | 0 | 0 | 0
NEM | Hydrogen Turbine | 0 | 0 | 0 | 0 | 0 | 0 | 0 | 0 | 0 | 0 | 0 | 0 | 0 | 0 | 0 | 0 | 0 | 0 | 0 | 0 | 0 | 0 | 0 | 0 | 0 | 0
NEM | Wind | 0 | 0 | 0 | 0 | 0 | 0 | 0 | 0 | 0 | 0 | 0 | 0 | 0 | 0 | 0 | 0 | 0 | 0 | 0 | 0 | 0 | 0 | 0 | 0 | 0 | 0
NEM | Solar PV | 0 | 0 | 0 | 0 | 0 | 0 | 0 | 0 | 0 | 0 | 0 | 0 | 0 | 0 | 0 | 0 | 0 | 0 | 0 | 0 | 0 | 0 | 0 | 0 | 0 | 0
NEM | Grid Battery | 0 | 0 | 0 | 0 | 0 | 0 | 0 | 0 | 0 | 0 | 0 | 0 | 0 | 0 | 0 | 0 | 0 | 0 | 0 | 0 | 0 | 0 | 0 | 0 | 0 | 0
NEM | Pumped Hydro | 0 | 0 | 0 | 0 | 0 | 0 | 0 | 0 | 0 | 0 | 0 | 0 | 0 | 0 | 0 | 0 | 0 | 0 | 0 | 0 | 0 | 0 | 0 | 0 | 0 | 0
NEM | Coordinated CER storage | 0 | 0 | 0 | 0 | 0 | 0 | 0 | 0 | 0 | 0 | 0 | 0 | 0 | 0 | 0 | 0 | 0 | 0 | 0 | 0 | 0 | 0 | 0 | 0 | 0 | 0
Total excluding storage |  | 0 | 0 | 0 | 246823.3766 | 47649.7126 | 61812.0612 | 3.3922e-06 | 0 | 0 | 0 | 0 | 0 | 0 | 0 | 0 | 0 | 0 | 0 | 0 | 0 | 0 | 0 | 0 | 0 | 0 | 0
Region | Technology | 2024-25 | 2025-26 | 2026-27 | 2027-28 | 2028-29 | 2029-30 | 2030-31 | 2031-32 | 2032-33 | 2033-34 | 2034-35 | 2035-36 | 2036-37 | 2037-38 | 2038-39 | 2039-40 | 2040-41 | 2041-42 | 2042-43 | 2043-44 | 2044-45 | 2045-46 | 2046-47 | 2047-48 | 2048-49 | 2049-50
NSW1 | Black Coal | 0 | 0 | 0 | 43011.1725 | 45309.3485 | 35519.3894 | 0 | 0 | 0 | 0 | 0 | 0 | 0 | 0 | 0 | 0 | 0 | 0 | 0 | 0 | 0 | 0 | 0 | 0 | 0 | 0
NSW1 | Brown Coal | 0 | 0 | 0 | 0 | 0 | 0 | 0 | 0 | 0 | 0 | 0 | 0 | 0 | 0 | 0 | 0 | 0 | 0 | 0 | 0 | 0 | 0 | 0 | 0 | 0 | 0
NSW1 | CCGT | 0 | 0 | 0 | 0 | 0 | 0 | 0 | 0 | 0 | 0 | 0 | 0 | 0 | 0 | 0 | 0 | 0 | 0 | 0 | 0 | 0 | 0 | 0 | 0 | 0 | 0
NSW1 | Gas - Steam | 0 | 0 | 0 | 0 | 0 | 0 | 0 | 0 | 0 | 0 | 0 | 0 | 0 | 0 | 0 | 0 | 0 | 0 | 0 | 0 | 0 | 0 | 0 | 0 | 0 | 0
NSW1 | OCGT / Diesel | 0 | 0 | 0 | 0 | 0 | 0 | 0 | 0 | 0 | 0 | 0 | 0 | 0 | 0 | 0 | 0 | 0 | 0 | 0 | 0 | 0 | 0 | 0 | 0 | 0 | 0
NSW1 | Hydro | 0 | 0 | 0 | 0 | 0 | 0 | 0 | 0 | 0 | 0 | 0 | 0 | 0 | 0 | 0 | 0 | 0 | 0 | 0 | 0 | 0 | 0 | 0 | 0 | 0 | 0
NSW1 | Hydrogen Turbine | 0 | 0 | 0 | 0 | 0 | 0 | 0 | 0 | 0 | 0 | 0 | 0 | 0 | 0 | 0 | 0 | 0 | 0 | 0 | 0 | 0 | 0 | 0 | 0 | 0 | 0
NSW1 | Wind | 0 | 0 | 0 | 0 | 0 | 0 | 0 | 0 | 0 | 0 | 0 | 0 | 0 | 0 | 0 | 0 | 0 | 0 | 0 | 0 | 0 | 0 | 0 | 0 | 0 | 0
NSW1 | Solar PV | 0 | 0 | 0 | 0 | 0 | 0 | 0 | 0 | 0 | 0 | 0 | 0 | 0 | 0 | 0 | 0 | 0 | 0 | 0 | 0 | 0 | 0 | 0 | 0 | 0 | 0
NSW1 | Grid Battery | 0 | 0 | 0 | 0 | 0 | 0 | 0 | 0 | 0 | 0 | 0 | 0 | 0 | 0 | 0 | 0 | 0 | 0 | 0 | 0 | 0 | 0 | 0 | 0 | 0 | 0
NSW1 | Pumped Hydro | 0 | 0 | 0 | 0 | 0 | 0 | 0 | 0 | 0 | 0 | 0 | 0 | 0 | 0 | 0 | 0 | 0 | 0 | 0 | 0 | 0 | 0 | 0 | 0 | 0 | 0
NSW1 | Coordinated CER storage | 0 | 0 | 0 | 0 | 0 | 0 | 0 | 0 | 0 | 0 | 0 | 0 | 0 | 0 | 0 | 0 | 0 | 0 | 0 | 0 | 0 | 0 | 0 | 0 | 0 | 0
Total excluding storage |  | 0 | 0 | 0 | 43011.1725 | 45309.3485 | 35519.3894 | 0 | 0 | 0 | 0 | 0 | 0 | 0 | 0 | 0 | 0 | 0 | 0 | 0 | 0 | 0 | 0 | 0 | 0 | 0 | 0
Region | Technology | 2024-25 | 2025-26 | 2026-27 | 2027-28 | 2028-29 | 2029-30 | 2030-31 | 2031-32 | 2032-33 | 2033-34 | 2034-35 | 2035-36 | 2036-37 | 2037-38 | 2038-39 | 2039-40 | 2040-41 | 2041-42 | 2042-43 | 2043-44 | 2044-45 | 2045-46 | 2046-47 | 2047-48 | 2048-49 | 2049-50
QLD1 | Black Coal | 0 | 0 | 0 | 137289.5359 | 0.00037172 | 26292.4824 | 0 | 0 | 0 | 0 | 0 | 0 | 0 | 0 | 0 | 0 | 0 | 0 | 0 | 0 | 0 | 0 | 0 | 0 | 0 | 0
QLD1 | Brown Coal | 0 | 0 | 0 | 0 | 0 | 0 | 0 | 0 | 0 | 0 | 0 | 0 | 0 | 0 | 0 | 0 | 0 | 0 | 0 | 0 | 0 | 0 | 0 | 0 | 0 | 0
QLD1 | CCGT | 0 | 0 | 0 | 0 | 0 | 0 | 0 | 0 | 0 | 0 | 0 | 0 | 0 | 0 | 0 | 0 | 0 | 0 | 0 | 0 | 0 | 0 | 0 | 0 | 0 | 0
QLD1 | Gas - Steam | 0 | 0 | 0 | 0 | 0 | 0 | 0 | 0 | 0 | 0 | 0 | 0 | 0 | 0 | 0 | 0 | 0 | 0 | 0 | 0 | 0 | 0 | 0 | 0 | 0 | 0
QLD1 | OCGT / Diesel | 0 | 0 | 0 | 0 | 0 | 0 | 0 | 0 | 0 | 0 | 0 | 0 | 0 | 0 | 0 | 0 | 0 | 0 | 0 | 0 | 0 | 0 | 0 | 0 | 0 | 0
QLD1 | Hydro | 0 | 0 | 0 | 0 | 0 | 0 | 0 | 0 | 0 | 0 | 0 | 0 | 0 | 0 | 0 | 0 | 0 | 0 | 0 | 0 | 0 | 0 | 0 | 0 | 0 | 0
QLD1 | Hydrogen Turbine | 0 | 0 | 0 | 0 | 0 | 0 | 0 | 0 | 0 | 0 | 0 | 0 | 0 | 0 | 0 | 0 | 0 | 0 | 0 | 0 | 0 | 0 | 0 | 0 | 0 | 0
QLD1 | Wind | 0 | 0 | 0 | 0 | 0 | 0 | 0 | 0 | 0 | 0 | 0 | 0 | 0 | 0 | 0 | 0 | 0 | 0 | 0 | 0 | 0 | 0 | 0 | 0 | 0 | 0
QLD1 | Solar PV | 0 | 0 | 0 | 0 | 0 | 0 | 0 | 0 | 0 | 0 | 0 | 0 | 0 | 0 | 0 | 0 | 0 | 0 | 0 | 0 | 0 | 0 | 0 | 0 | 0 | 0
QLD1 | Grid Battery | 0 | 0 | 0 | 0 | 0 | 0 | 0 | 0 | 0 | 0 | 0 | 0 | 0 | 0 | 0 | 0 | 0 | 0 | 0 | 0 | 0 | 0 | 0 | 0 | 0 | 0
QLD1 | Pumped Hydro | 0 | 0 | 0 | 0 | 0 | 0 | 0 | 0 | 0 | 0 | 0 | 0 | 0 | 0 | 0 | 0 | 0 | 0 | 0 | 0 | 0 | 0 | 0 | 0 | 0 | 0
QLD1 | Coordinated CER storage | 0 | 0 | 0 | 0 | 0 | 0 | 0 | 0 | 0 | 0 | 0 | 0 | 0 | 0 | 0 | 0 | 0 | 0 | 0 | 0 | 0 | 0 | 0 | 0 | 0 | 0
Total excluding storage |  | 0 | 0 | 0 | 137289.5359 | 0.00037172 | 26292.4824 | 0 | 0 | 0 | 0 | 0 | 0 | 0 | 0 | 0 | 0 | 0 | 0 | 0 | 0 | 0 | 0 | 0 | 0 | 0 | 0
Region | Technology | 2024-25 | 2025-26 | 2026-27 | 2027-28 | 2028-29 | 2029-30 | 2030-31 | 2031-32 | 2032-33 | 2033-34 | 2034-35 | 2035-36 | 2036-37 | 2037-38 | 2038-39 | 2039-40 | 2040-41 | 2041-42 | 2042-43 | 2043-44 | 2044-45 | 2045-46 | 2046-47 | 2047-48 | 2048-49 | 2049-50
VIC1 | Black Coal | 0 | 0 | 0 | 0 | 0 | 0 | 0 | 0 | 0 | 0 | 0 | 0 | 0 | 0 | 0 | 0 | 0 | 0 | 0 | 0 | 0 | 0 | 0 | 0 | 0 | 0
VIC1 | Brown Coal | 0 | 0 | 0 | 66522.6682 | 2340.3637 | 0.18941 | 3.3922e-06 | 0 | 0 | 0 | 0 | 0 | 0 | 0 | 0 | 0 | 0 | 0 | 0 | 0 | 0 | 0 | 0 | 0 | 0 | 0
VIC1 | CCGT | 0 | 0 | 0 | 0 | 0 | 0 | 0 | 0 | 0 | 0 | 0 | 0 | 0 | 0 | 0 | 0 | 0 | 0 | 0 | 0 | 0 | 0 | 0 | 0 | 0 | 0
VIC1 | Gas - Steam | 0 | 0 | 0 | 0 | 0 | 0 | 0 | 0 | 0 | 0 | 0 | 0 | 0 | 0 | 0 | 0 | 0 | 0 | 0 | 0 | 0 | 0 | 0 | 0 | 0 | 0
VIC1 | OCGT / Diesel | 0 | 0 | 0 | 0 | 0 | 0 | 0 | 0 | 0 | 0 | 0 | 0 | 0 | 0 | 0 | 0 | 0 | 0 | 0 | 0 | 0 | 0 | 0 | 0 | 0 | 0
VIC1 | Hydro | 0 | 0 | 0 | 0 | 0 | 0 | 0 | 0 | 0 | 0 | 0 | 0 | 0 | 0 | 0 | 0 | 0 | 0 | 0 | 0 | 0 | 0 | 0 | 0 | 0 | 0
VIC1 | Hydrogen Turbine | 0 | 0 | 0 | 0 | 0 | 0 | 0 | 0 | 0 | 0 | 0 | 0 | 0 | 0 | 0 | 0 | 0 | 0 | 0 | 0 | 0 | 0 | 0 | 0 | 0 | 0
VIC1 | Wind | 0 | 0 | 0 | 0 | 0 | 0 | 0 | 0 | 0 | 0 | 0 | 0 | 0 | 0 | 0 | 0 | 0 | 0 | 0 | 0 | 0 | 0 | 0 | 0 | 0 | 0
VIC1 | Solar PV | 0 | 0 | 0 | 0 | 0 | 0 | 0 | 0 | 0 | 0 | 0 | 0 | 0 | 0 | 0 | 0 | 0 | 0 | 0 | 0 | 0 | 0 | 0 | 0 | 0 | 0
VIC1 | Grid Battery | 0 | 0 | 0 | 0 | 0 | 0 | 0 | 0 | 0 | 0 | 0 | 0 | 0 | 0 | 0 | 0 | 0 | 0 | 0 | 0 | 0 | 0 | 0 | 0 | 0 | 0
VIC1 | Pumped Hydro | 0 | 0 | 0 | 0 | 0 | 0 | 0 | 0 | 0 | 0 | 0 | 0 | 0 | 0 | 0 | 0 | 0 | 0 | 0 | 0 | 0 | 0 | 0 | 0 | 0 | 0
VIC1 | Coordinated CER storage | 0 | 0 | 0 | 0 | 0 | 0 | 0 | 0 | 0 | 0 | 0 | 0 | 0 | 0 | 0 | 0 | 0 | 0 | 0 | 0 | 0 | 0 | 0 | 0 | 0 | 0
Total excluding storage |  | 0 | 0 | 0 | 66522.6682 | 2340.3637 | 0.18941 | 3.3922e-06 | 0 | 0 | 0 | 0 | 0 | 0 | 0 | 0 | 0 | 0 | 0 | 0 | 0 | 0 | 0 | 0 | 0 | 0 | 0
Region | Technology | 2024-25 | 2025-26 | 2026-27 | 2027-28 | 2028-29 | 2029-30 | 2030-31 | 2031-32 | 2032-33 | 2033-34 | 2034-35 | 2035-36 | 2036-37 | 2037-38 | 2038-39 | 2039-40 | 2040-41 | 2041-42 | 2042-43 | 2043-44 | 2044-45 | 2045-46 | 2046-47 | 2047-48 | 2048-49 | 2049-50
SA1 | Black Coal | 0 | 0 | 0 | 0 | 0 | 0 | 0 | 0 | 0 | 0 | 0 | 0 | 0 | 0 | 0 | 0 | 0 | 0 | 0 | 0 | 0 | 0 | 0 | 0 | 0 | 0
SA1 | Brown Coal | 0 | 0 | 0 | 0 | 0 | 0 | 0 | 0 | 0 | 0 | 0 | 0 | 0 | 0 | 0 | 0 | 0 | 0 | 0 | 0 | 0 | 0 | 0 | 0 | 0 | 0
SA1 | CCGT | 0 | 0 | 0 | 0 | 0 | 0 | 0 | 0 | 0 | 0 | 0 | 0 | 0 | 0 | 0 | 0 | 0 | 0 | 0 | 0 | 0 | 0 | 0 | 0 | 0 | 0
SA1 | Gas - Steam | 0 | 0 | 0 | 0 | 0 | 0 | 0 | 0 | 0 | 0 | 0 | 0 | 0 | 0 | 0 | 0 | 0 | 0 | 0 | 0 | 0 | 0 | 0 | 0 | 0 | 0
SA1 | OCGT / Diesel | 0 | 0 | 0 | 0 | 0 | 0 | 0 | 0 | 0 | 0 | 0 | 0 | 0 | 0 | 0 | 0 | 0 | 0 | 0 | 0 | 0 | 0 | 0 | 0 | 0 | 0
SA1 | Hydro | 0 | 0 | 0 | 0 | 0 | 0 | 0 | 0 | 0 | 0 | 0 | 0 | 0 | 0 | 0 | 0 | 0 | 0 | 0 | 0 | 0 | 0 | 0 | 0 | 0 | 0
SA1 | Hydrogen Turbine | 0 | 0 | 0 | 0 | 0 | 0 | 0 | 0 | 0 | 0 | 0 | 0 | 0 | 0 | 0 | 0 | 0 | 0 | 0 | 0 | 0 | 0 | 0 | 0 | 0 | 0
SA1 | Wind | 0 | 0 | 0 | 0 | 0 | 0 | 0 | 0 | 0 | 0 | 0 | 0 | 0 | 0 | 0 | 0 | 0 | 0 | 0 | 0 | 0 | 0 | 0 | 0 | 0 | 0
SA1 | Solar PV | 0 | 0 | 0 | 0 | 0 | 0 | 0 | 0 | 0 | 0 | 0 | 0 | 0 | 0 | 0 | 0 | 0 | 0 | 0 | 0 | 0 | 0 | 0 | 0 | 0 | 0
SA1 | Grid Battery | 0 | 0 | 0 | 0 | 0 | 0 | 0 | 0 | 0 | 0 | 0 | 0 | 0 | 0 | 0 | 0 | 0 | 0 | 0 | 0 | 0 | 0 | 0 | 0 | 0 | 0
SA1 | Pumped Hydro | 0 | 0 | 0 | 0 | 0 | 0 | 0 | 0 | 0 | 0 | 0 | 0 | 0 | 0 | 0 | 0 | 0 | 0 | 0 | 0 | 0 | 0 | 0 | 0 | 0 | 0
SA1 | Coordinated CER storage | 0 | 0 | 0 | 0 | 0 | 0 | 0 | 0 | 0 | 0 | 0 | 0 | 0 | 0 | 0 | 0 | 0 | 0 | 0 | 0 | 0 | 0 | 0 | 0 | 0 | 0
Total excluding storage |  | 0 | 0 | 0 | 0 | 0 | 0 | 0 | 0 | 0 | 0 | 0 | 0 | 0 | 0 | 0 | 0 | 0 | 0 | 0 | 0 | 0 | 0 | 0 | 0 | 0 | 0
Region | Technology | 2024-25 | 2025-26 | 2026-27 | 2027-28 | 2028-29 | 2029-30 | 2030-31 | 2031-32 | 2032-33 | 2033-34 | 2034-35 | 2035-36 | 2036-37 | 2037-38 | 2038-39 | 2039-40 | 2040-41 | 2041-42 | 2042-43 | 2043-44 | 2044-45 | 2045-46 | 2046-47 | 2047-48 | 2048-49 | 2049-50
TAS1 | Black Coal | 0 | 0 | 0 | 0 | 0 | 0 | 0 | 0 | 0 | 0 | 0 | 0 | 0 | 0 | 0 | 0 | 0 | 0 | 0 | 0 | 0 | 0 | 0 | 0 | 0 | 0
TAS1 | Brown Coal | 0 | 0 | 0 | 0 | 0 | 0 | 0 | 0 | 0 | 0 | 0 | 0 | 0 | 0 | 0 | 0 | 0 | 0 | 0 | 0 | 0 | 0 | 0 | 0 | 0 | 0
TAS1 | CCGT | 0 | 0 | 0 | 0 | 0 | 0 | 0 | 0 | 0 | 0 | 0 | 0 | 0 | 0 | 0 | 0 | 0 | 0 | 0 | 0 | 0 | 0 | 0 | 0 | 0 | 0
TAS1 | Gas - Steam | 0 | 0 | 0 | 0 | 0 | 0 | 0 | 0 | 0 | 0 | 0 | 0 | 0 | 0 | 0 | 0 | 0 | 0 | 0 | 0 | 0 | 0 | 0 | 0 | 0 | 0
TAS1 | OCGT / Diesel | 0 | 0 | 0 | 0 | 0 | 0 | 0 | 0 | 0 | 0 | 0 | 0 | 0 | 0 | 0 | 0 | 0 | 0 | 0 | 0 | 0 | 0 | 0 | 0 | 0 | 0
TAS1 | Hydro | 0 | 0 | 0 | 0 | 0 | 0 | 0 | 0 | 0 | 0 | 0 | 0 | 0 | 0 | 0 | 0 | 0 | 0 | 0 | 0 | 0 | 0 | 0 | 0 | 0 | 0
TAS1 | Hydrogen Turbine | 0 | 0 | 0 | 0 | 0 | 0 | 0 | 0 | 0 | 0 | 0 | 0 | 0 | 0 | 0 | 0 | 0 | 0 | 0 | 0 | 0 | 0 | 0 | 0 | 0 | 0
TAS1 | Wind | 0 | 0 | 0 | 0 | 0 | 0 | 0 | 0 | 0 | 0 | 0 | 0 | 0 | 0 | 0 | 0 | 0 | 0 | 0 | 0 | 0 | 0 | 0 | 0 | 0 | 0
TAS1 | Solar PV | 0 | 0 | 0 | 0 | 0 | 0 | 0 | 0 | 0 | 0 | 0 | 0 | 0 | 0 | 0 | 0 | 0 | 0 | 0 | 0 | 0 | 0 | 0 | 0 | 0 | 0
TAS1 | Grid Battery | 0 | 0 | 0 | 0 | 0 | 0 | 0 | 0 | 0 | 0 | 0 | 0 | 0 | 0 | 0 | 0 | 0 | 0 | 0 | 0 | 0 | 0 | 0 | 0 | 0 | 0
TAS1 | Pumped Hydro | 0 | 0 | 0 | 0 | 0 | 0 | 0 | 0 | 0 | 0 | 0 | 0 | 0 | 0 | 0 | 0 | 0 | 0 | 0 | 0 | 0 | 0 | 0 | 0 | 0 | 0
TAS1 | Coordinated CER storage | 0 | 0 | 0 | 0 | 0 | 0 | 0 | 0 | 0 | 0 | 0 | 0 | 0 | 0 | 0 | 0 | 0 | 0 | 0 | 0 | 0 | 0 | 0 | 0 | 0 | 0
Total excluding storage |  | 0 | 0 | 0 | 0 | 0 | 0 | 0 | 0 | 0 | 0 | 0 | 0 | 0 | 0 | 0 | 0 | 0 | 0 | 0 | 0 | 0 | 0 | 0 | 0 | 0 | 0

## Marinus_S2_REZ Tx Cost
REZ transmission expansion cost by region ($000s) - Marinus_S2, Green Energy Exports scenario
REZ Expansion | Real June 2023 dollars discounted to 1 July 2023. As with the total capital costs, the REZ transmission expansion costs are annualised for modelling purposes.
Explicitly modelled generation
Region | Technology | 2024-25 | 2025-26 | 2026-27 | 2027-28 | 2028-29 | 2029-30 | 2030-31 | 2031-32 | 2032-33 | 2033-34 | 2034-35 | 2035-36 | 2036-37 | 2037-38 | 2038-39 | 2039-40 | 2040-41 | 2041-42 | 2042-43 | 2043-44 | 2044-45 | 2045-46 | 2046-47 | 2047-48 | 2048-49 | 2049-50
NSW1 | Transmission | 2627.5867 | 62658.8486 | 65255.5592 | 78558.091 | 80775.392 | 75491.0205 | 70552.3556 | 66111.302 | 61611.738 | 57581.0635 | 53814.0781 | 50426.6475 | 46994.588 | 43920.1757 | 41046.8932 | 38463.1177 | 35845.3012 | 33507.3078 | 31344.2939 | 29371.2671 | 27372.2459 | 27071.3858 | 25300.3606 | 23707.7809 | 22172.527 | 20822.3167
QLD1 | Transmission | 89.7002 | 109.2162 | 2148.7705 | 6107.9155 | 18689.316 | 17471.8654 | 16329.2783 | 15301.4011 | 14259.9817 | 13863.5612 | 18840.9111 | 26189.0709 | 31845.9818 | 29763.9269 | 28427.7528 | 27466.4215 | 26244.4363 | 27419.553 | 25630.906 | 24018.5207 | 22383.8999 | 20922.6084 | 19554.5563 | 18328.747 | 17379.6739 | 16418.2054
VIC1 | Transmission | 2.3544e-05 | 9003.3305 | 8419.8545 | 7889.8507 | 7352.864 | 6871.8356 | 6422.2762 | 6018.0137 | 5608.4251 | 5241.5188 | 4898.6158 | 4590.263 | 4277.8477 | 3997.9885 | 3736.4379 | 3501.2406 | 4508.9674 | 4213.9883 | 6242.4631 | 7288.1273 | 6792.0942 | 6347.7528 | 5932.4793 | 5559.048 | 5180.6968 | 5683.3058
SA1 | Transmission | 70.8395 | 623.0862 | 11246.1178 | 11318.2823 | 33946.5893 | 31765.3291 | 29687.2235 | 27818.5042 | 25925.1647 | 24229.126 | 22644.043 | 21218.6703 | 19774.5184 | 18480.8585 | 17271.8305 | 16312.9556 | 15333.4863 | 14875.6742 | 13918.838 | 13042.6901 | 12346.4403 | 11674.0096 | 11116.7258 | 10452.8205 | 9782.7062 | 9589.189
TAS1 | Transmission | 0.00023714 | 0.00033276 | 0.00032193 | 0.00031125 | 0.00030304 | 0.00030036 | 6779.5966 | 6527.0498 | 6469.3535 | 6610.3195 | 7613.074 | 7379.1706 | 7767.4925 | 7274.2037 | 6906.2466 | 6527.3949 | 6109.597 | 5711.7003 | 5353.6864 | 5016.6884 | 4675.2505 | 4369.3931 | 4083.545 | 3826.4984 | 3566.0653 | 3335.1175
NEM | Total | 2788.1265 | 72394.4819 | 87070.3023 | 103874.1397 | 140764.1616 | 131600.051 | 129770.7303 | 121776.2708 | 113874.6631 | 107525.5891 | 107810.7219 | 109803.8223 | 110660.4284 | 103437.1532 | 97389.161 | 92271.1303 | 88041.7882 | 85728.2235 | 82490.1874 | 78737.2936 | 73569.9308 | 70385.1497 | 65987.667 | 61874.8948 | 58081.6693 | 55848.1345

## Marinus_S2_USE+DSP Cost
USE+DSP cost by region ($000s) - Marinus_S2, Green Energy Exports scenario
USE+DSP | Real June 2023 dollars discounted to 1 July 2023.
Explicitly modelled generation
Region | Technology | 2024-25 | 2025-26 | 2026-27 | 2027-28 | 2028-29 | 2029-30 | 2030-31 | 2031-32 | 2032-33 | 2033-34 | 2034-35 | 2035-36 | 2036-37 | 2037-38 | 2038-39 | 2039-40 | 2040-41 | 2041-42 | 2042-43 | 2043-44 | 2044-45 | 2045-46 | 2046-47 | 2047-48 | 2048-49 | 2049-50
NSW1 | USE+DSP | 0.0151 | 150050.1316 | 2028.743 | 4483.184 | 27897.0741 | 132.5713 | 0.015155 | 0.015176 | 0.015163 | 0.015299 | 0.015336 | 293.6843 | 0.015335 | 10352.6711 | 0.015351 | 0.015401 | 0.015412 | 6623.5795 | 198.8285 | 1612.4824 | 5623.5827 | 188.9686 | 4773.1842 | 2958.0556 | 184.7643 | 162.0288
QLD1 | USE+DSP | 0.020675 | 0.024684 | 80.3839 | 18.0075 | 110784.627 | 24349.1918 | 43.8022 | 0.021033 | 155.4156 | 2954.5843 | 18891.6262 | 83192.4079 | 0.023012 | 55385.8328 | 0.02325 | 0.023563 | 16.6227 | 965.1381 | 113.4406 | 622.9559 | 892.2268 | 276.2089 | 3147.5961 | 0.023688 | 473.2168 | 244.2422
VIC1 | USE+DSP | 0.011359 | 0.011645 | 0.011885 | 14887.7588 | 72343.5702 | 120.8535 | 0.011475 | 0.01147 | 13397.3054 | 0.011584 | 0.011597 | 230.5771 | 0.011553 | 4202.951 | 0.011545 | 0.011598 | 0.011571 | 4978.4169 | 0.011605 | 0.011641 | 5310.4487 | 159.8812 | 3014.2935 | 45.4099 | 199.1417 | 131.8074
SA1 | USE+DSP | 0.020464 | 0.023259 | 13693.1449 | 1053.9605 | 17623.8259 | 26058.4726 | 0.02061 | 0.020419 | 341.7687 | 0.021588 | 4.2453 | 282.6525 | 89.9126 | 398.8259 | 19.9585 | 64.2924 | 44.9791 | 160.711 | 0.022763 | 108.9207 | 338.7552 | 68.9788 | 94.1931 | 10.9289 | 162.3789 | 113.4486
TAS1 | USE+DSP | 0.012217 | 0.011244 | 0.011148 | 0.011212 | 0.011177 | 0.36181 | 0.011932 | 0.011776 | 0.27209 | 0.012937 | 0.012849 | 5.3886 | 0.012401 | 5.0879 | 0.012397 | 0.045121 | 0.24008 | 5.8529 | 0.012956 | 0.012816 | 22.2954 | 0.012316 | 0.012764 | 0.012656 | 0.014401 | 0.012862
NEM | Total | 0.079814 | 150050.2024 | 15802.2949 | 20442.922 | 228649.1083 | 50661.451 | 43.8614 | 0.079873 | 13894.7769 | 2954.6458 | 18895.9113 | 84004.7102 | 89.9749 | 70345.3687 | 20.0211 | 64.3881 | 61.8689 | 12733.6984 | 312.3165 | 2344.3835 | 12187.3089 | 694.0498 | 11029.2796 | 3014.4307 | 1019.5161 | 651.5398

## Marinus_S2_SyncCon Cost
SyncCon cost by region ($000s) - Marinus_S2, Green Energy Exports scenario
SyncCon | Real June 2023 dollars discounted to 1 July 2023. SyncCon is only explicitly modelled in Tasmania, mainland NEM regions have SyncCon costs built into new entrant costs.
Explicitly modelled generation
Region | Technology | 2024-25 | 2025-26 | 2026-27 | 2027-28 | 2028-29 | 2029-30 | 2030-31 | 2031-32 | 2032-33 | 2033-34 | 2034-35 | 2035-36 | 2036-37 | 2037-38 | 2038-39 | 2039-40 | 2040-41 | 2041-42 | 2042-43 | 2043-44 | 2044-45 | 2045-46 | 2046-47 | 2047-48 | 2048-49 | 2049-50
NSW1 | SyncCon | 0 | 0 | 0 | 0 | 0 | 0 | 0 | 0 | 0 | 0 | 0 | 0 | 0 | 0 | 0 | 0 | 0 | 0 | 0 | 0 | 0 | 0 | 0 | 0 | 0 | 0
QLD1 | SyncCon | 0 | 0 | 0 | 0 | 0 | 0 | 0 | 0 | 0 | 0 | 0 | 0 | 0 | 0 | 0 | 0 | 0 | 0 | 0 | 0 | 0 | 0 | 0 | 0 | 0 | 0
VIC1 | SyncCon | 0 | 0 | 0 | 0 | 0 | 0 | 0 | 0 | 0 | 0 | 0 | 0 | 0 | 0 | 0 | 0 | 0 | 0 | 0 | 0 | 0 | 0 | 0 | 0 | 0 | 0
SA1 | SyncCon | 0 | 0 | 0 | 0 | 0 | 0 | 0 | 0 | 0 | 0 | 0 | 0 | 0 | 0 | 0 | 0 | 0 | 0 | 0 | 0 | 0 | 0 | 0 | 0 | 0 | 0
TAS1 | SyncCon | 0 | 0 | 0 | 0 | 0 | 892.806 | 2088.9443 | 2195.9653 | 2104.2986 | 1220.7294 | 1291.3481 | 1344.0272 | 1361.2651 | 1153.845 | 1176.0251 | 993.7581 | 950.2439 | 658.169 | 610.3496 | 587.4888 | 537.385 | 571.463 | 467.5728 | 474.6625 | 394.3283 | 382.0525
NEM | Total | 0 | 0 | 0 | 0 | 0 | 892.806 | 2088.9443 | 2195.9653 | 2104.2986 | 1220.7294 | 1291.3481 | 1344.0272 | 1361.2651 | 1153.845 | 1176.0251 | 993.7581 | 950.2439 | 658.169 | 610.3496 | 587.4888 | 537.385 | 571.463 | 467.5728 | 474.6625 | 394.3283 | 382.0525