## Cover
Marinus Link market modelling outcomes
Step Change scenario
Marinus Link Pty Ltd | 28 March 2024

## Release notice
Notice
Ernst & Young ("EY") was engaged on the instructions of Marinus Link Pty Ltd ("Client") to undertake market modelling of system costs and benefits to forecast the gross benefit of the proposed Marinus Link interconnector (the “Project”), in accordance with the service order dated 14 March 2023 (the “Engagement Agreement”). The results of EY’s , including the assumptions and qualifications made in preparing the workbook ("Workbook") are set out in EY's report (“Report”) dated 28 March 2024. The Workbook and Report should be read in conjunction with each other and in their entirety including this release notice, the applicable scope of the work and any limitations. A reference to the Report includes any part of the Report. EY has prepared the Workbook for the benefit of the Client and has considered only the interest of the Client. EY has not been engaged to act, and has not acted, as advisor to any other party. Accordingly, EY makes no representations as to the appropriateness, accuracy or completeness of the Workbook for any other party's purposes. EY commenced its work on 20 September 2023, and completed the work on 21 March 2024. Therefore, the Workbook does not take account of events or circumstances arising after 21 March 2024 and EY has no responsibility to update the Workbook for any such events or circumstances. No reliance may be placed upon the Workbook or any of its contents by any party other than the Client (“Third Parties” or “you”). Any Third Parties receiving a copy of the Workbook must make and rely on their own enquiries in relation to the issues to which the Workbook relates, the contents of the Workbook and all matters arising from or relating to or in any way connected with the Workbook or its contents. EY disclaims all responsibility to any Third Parties for any loss or liability that the Third Parties may suffer or incur arising from or relating to or in any way connected with the contents of the Workbook, the provision of the Workbook to the Third Parties or the reliance upon the Workbook by the Third Parties. No claim or demand or any actions or proceedings may be brought against EY arising from or connected with the contents of the Workbook or the provision of the Workbook to the Third Parties. EY will be released and forever discharged from any such claims, demands, actions or proceedings. In preparing this Workbook EY has considered and relied upon information provided to us by the Client and other stakeholders engaged in the process and other sources believed to be reliable and accurate. EY has not been informed that any information supplied to it, or obtained from public sources, was false or that any material information has been withheld from it. EY does not imply, and it should not be construed that EY has performed an audit, verification or due diligence procedures on any of the information provided to us. EY has not independently verified, nor accept any responsibility or liability for independently verifying, any such information nor does EY make any representation as to the accuracy or completeness of the information. Neither EY nor any member or employee thereof undertakes responsibility in any way whatsoever or liability for any loss or damage to any person in respect of errors in this Workbook arising from incorrect information provided to EY. Modelling work performed as part of our scope inherently requires assumptions about future behaviours and market interactions, which may result in forecasts that deviate from future conditions. There will usually be differences between estimated and actual outcomes, because events and circumstances frequently do not occur as expected, and those differences may be material. EY takes no responsibility that the projected outcomes will be achieved. EY highlights that the analysis included in this Workbook does not constitute investment advice or a recommendation on a future course of action. EY provides no assurance that the scenarios that have been modelled will be accepted by any relevant authority or third party. EY has consented to the Workbook being published electronically on the Client’s websites for informational purposes only. EY has not consented to distribution or disclosure beyond this. The material contained in the Workbook, including the EY logo, is copyright. The copyright in the material contained in the Workbook itself, excluding EY logo, vests in the Client. The Workbook, including the EY logo, cannot be altered without prior written permission from EY. Readers are advised that the outcomes provided are based on many detailed assumptions underpinning the scenarios, and the key assumptions are described in the Report. These assumptions were selected by the Client. The modelled scenarios represent three possible future options for the development and operation of the National Electricity Market, and it must be acknowledged that many alternative futures exist. Alternative futures beyond those presented have not been evaluated as part of this Workbook. EY’s liability is limited by a scheme approved under Professional Standards Legislation.

## Version notes
Change log
2024-03-28 | 1 | Marinus Link market modelling outcomes - Step Change scenario - stage 1 commissioned 2029-30 and stage 2 commissioned 2033-34

## Abbreviations and notes
Acronyms
AEMO | Australian Energy Market Operator
CCGT | Closed cycle gas turbine
CER | Consumer energy resources
Coordinated CER storage | Battery virtual power plants and electric vehicle - vehicle to grid
Diesel | Diesel generator
Distributed PV | PV non-scheduled generators and Rooftop PV
DSP | Demand-side participation
EVV2G | Electric vehicle - vehicle to grid
FOM | Fixed operations and maintenance
Gas - Steam | Gas-powered steam turbine
GWh | Gigawatt-hours
Grid Battery | Explicitly modelled existing and new entrant (8 hour or less) battery storage
MW | Megawatts
NEM | National Electricity Market
OCGT | Open cycle gas turbine
PV | Photovoltaic
Rehab | Rehabilitation (after closing an existing generator)
REZ | Renewable energy zone
USE | Unserved energy
VOM | Variable operations and maintenance
VPP | Virtual power plants
Notes
1. BaseCase is the without Marinus Link counterfactual. Marinus_S1 has Marinus Link stage 1 only, commissioned 2029-30. Marinus_S2 has Marinus Link stage 1 commissioned 2029-30 and stage 2 commissioned 2033-34.
2. Tumut 3 generation is included in Hydro, whereas Tumut 3 pump is included in Pumped Hydro Pump.
3. REZ expansion costs only capture intra-regional network augmentations. These costs do not include the cost of interconnectors.
4. Entry of new capacity and retirement of generator capacity where allowed occurs optionally as part of the least-cost solution at the beginning of each financial year, on 1 July.
5. Other non-scheduled generation is handled on the demand side as per AEMO's 2024 ISP.
6. Assumed discount rate applied to discounted dollars was 7%, consistent with AEMO's 2024 ISP as selected by Marinus Link Pty Ltd.

## ---Compare options---
Compare |  | Marinus_S2 | to | BaseCase |  | 0 | 1 | 2 | 3 | 4 | 5 | 6 | 7 | 8 | 9 | 10 | 11 | 12 | 13 | 14 | 15 | 16 | 17 | 18 | 19 | 20 | 21 | 22 | 23 | 24 | 25
NEM discounted gross market benefits by year
Select region | NEM
[5 empty] | Real June 2023 dollars ($m) discounted to 1 July 2023 | 2024-25 | 2025-26 | 2026-27 | 2027-28 | 2028-29 | 2029-30 | 2030-31 | 2031-32 | 2032-33 | 2033-34 | 2034-35 | 2035-36 | 2036-37 | 2037-38 | 2038-39 | 2039-40 | 2040-41 | 2041-42 | 2042-43 | 2043-44 | 2044-45 | 2045-46 | 2046-47 | 2047-48 | 2048-49 | 2049-50
|  |  |  | Build | CAPEX | 0 | -0.69801 | 0.87178 | -2.2577 | 18.7797 | 166.6177 | 146.2472 | 190.4166 | 206.9399 | 92.7738 | 131.2052 | 131.8558 | 63.4423 | 127.0433 | 105.9425 | 79.4294 | 91.0265 | 57.779 | 50.0565 | 84.1909 | 105.3344 | 105.4638 | 120.7198 | 110.7548 | 74.0031 | 93.8994
|  |  |  | FOM | FOM | 0 | -0.089904 | 0.032393 | -21.1507 | -24.9463 | 7.0237 | 2.7017 | 1.7593 | 6.921 | 0.82947 | 5.5195 | 5.5731 | -2.639 | 9.4467 | 12.302 | 6.8744 | 9.2808 | 4.4919 | 3.8541 | 12.1125 | 16.0481 | 16.7609 | 18.5686 | 17.753 | 9.9177 | 13.2903
|  |  |  | Fuel | Fuel | 5.5158 | 6.0092 | 15.1064 | 46.7419 | 30.8503 | 56.9443 | 50.8709 | 56.2884 | 31.6337 | 140.9849 | 113.1961 | 105.3974 | 116.036 | 101.999 | 78.6871 | 60.8998 | 44.5989 | 65.5395 | 81.3442 | 52.8425 | 24.7938 | 38.007 | 15.5087 | 31.6332 | 28.3502 | 14.2534
|  |  |  | VOM | VOM | -0.096653 | 0.33258 | 0.96971 | 1.5153 | 1.1724 | -6.1551 | 1.9587 | -0.55198 | 1.0428 | 5.3655 | 2.7728 | 2.3591 | 5.0134 | 2.7623 | 2.7238 | 2.17 | 2.86 | 3.8275 | 3.0387 | 0.44499 | -0.091816 | 0.47284 | -1.2019 | -1.5733 | 0.025145 | 0.036834
|  |  |  | Rehab | Rehab | 0 | 0 | 0 | -5.8914 | -3.0467 | 14.5571 | 1.1726 | 25.7517 | -0.00013016 | 1.7215 | -2.7214e-07 | -5.2586e-05 | 4.0926e-05 | -1.2659e-06 | -13.7777 | -2.2539e-09 | -1.2539e-06 | 7.2835e-08 | -8.2994e-09 | -2.3572e-08 | 3.4415e-08 | 5.3596e-09 | 4.5073e-08 | 1.1631e-09 | 8.803e-09 | 2.3596e-08
|  |  |  | REZ Tx | REZ | 0.21625 | -0.098225 | -0.87663 | -6.1565 | 1.08 | 12.9796 | 10.3586 | 12.1328 | 12.9613 | 10.451 | 9.9112 | 8.0823 | 3.2028 | 4.5524 | 3.8919 | 4.0748 | 3.9404 | 2.0365 | -4.1009 | -3.1296 | -2.8789 | -2.1512 | 3.3498 | 4.6194 | 4.6405 | 5.2411
|  |  |  | USE+DSP | USE+DSP | 3.6237e-05 | 0.95583 | 0.22032 | 6.5874 | -47.7836 | 0.23819 | 2.3026 | 0.15058 | 2.0694 | 0.2346 | 1.5743 | 5.1019 | 0.6837 | 0.11068 | 0.035453 | 0.57593 | 1.4013 | 0.34785 | 3.9212 | 5.0082 | -0.032592 | 0.43959 | 0.075114 | 0.92218 | -0.16247 | 0.13838
|  |  |  | SyncCon | SyncCon | 0 | 0 | 0 | 0 | 0 | -0.34114 | -1.2493 | -1.0539 | -0.60809 | 0.087673 | -0.028233 | 0.14544 | 0.10366 | 0.1569 | 0.24145 | 0.43649 | 0.52978 | 0.33977 | 0.30233 | 0.47158 | 0.40418 | 0.36716 | 0.27331 | 0.32616 | 0.37279 | 0.47359
[5 empty] | Total cumulative market benefits | 5.6354 | 12.0469 | 28.3709 | 47.7592 | 23.8651 | 275.7294 | 490.0922 | 774.9856 | 1035.9456 | 1288.394 | 1552.5448 | 1811.0598 | 1996.9028 | 2242.9741 | 2433.0206 | 2587.4813 | 2741.1191 | 2875.4812 | 3013.8974 | 3165.8384 | 3309.4156 | 3468.7757 | 3626.0692 | 3790.5047 | 3907.6518 | 4034.9847
NEM capacity difference by year
Select region | NEM
[5 empty] | Capacity difference (GW) | 2024-25 | 2025-26 | 2026-27 | 2027-28 | 2028-29 | 2029-30 | 2030-31 | 2031-32 | 2032-33 | 2033-34 | 2034-35 | 2035-36 | 2036-37 | 2037-38 | 2038-39 | 2039-40 | 2040-41 | 2041-42 | 2042-43 | 2043-44 | 2044-45 | 2045-46 | 2046-47 | 2047-48 | 2048-49 | 2049-50
[5 empty] | Black Coal | 0 | 0 | 0 | -0.30227 | -0.42798 | 0.19261 | 0.29915 | 0.55987 | 0.55987 | 0.34104 | 0.34104 | 0.3403 | 0.34031 | 0.34031 | -1.1633e-07 | -1.1633e-07 | -3.4623e-07 | -4.2331e-07 | -3.2094e-07 | -2.1721e-07 | -1.0467e-07 | -1.0456e-07 | 0 | 0 | 0 | 0
[5 empty] | Brown Coal | 0 | 0 | 0 | 0.29552 | 0.34329 | -2.2927e-07 | -2.6659e-07 | -2.2078e-07 | -2.2075e-07 | 0 | 0 | 0 | 0 | 0 | 0 | 0 | 0 | 0 | 0 | 0 | 0 | 0 | 0 | 0 | 0 | 0
[5 empty] | CCGT | 0 | 0 | 0 | -1.3609e-07 | -2.0775e-07 | -2.0766e-07 | -1.9598e-07 | -1.9594e-07 | -1.919e-07 | -1.9151e-07 | -1.8952e-07 | -1.8895e-07 | -1.8863e-07 | -1.8862e-07 | -1.8862e-07 | -1.8862e-07 | -1.8862e-07 | -1.8862e-07 | -1.8862e-07 | -1.8863e-07 | -1.8863e-07 | -1.8863e-07 | -1.8864e-07 | -1.8864e-07 | -1.8865e-07 | -1.8866e-07
[5 empty] | Gas - Steam | 0 | 0 | 0 | 0 | 0 | 0 | 0 | 0 | 0 | 0 | 0 | 0 | 0 | 0 | 0 | 0 | 0 | 0 | 0 | 0 | 0 | 0 | 0 | 0 | 0 | 0
[5 empty] | OCGT / Diesel | 0 | -1.3181e-07 | -1.3202e-07 | -0.077705 | -0.077706 | -0.077706 | -0.077706 | -0.077706 | -0.44983 | -0.44983 | -0.4517 | -0.95602 | -0.78083 | -0.80594 | -0.80594 | -0.80594 | -0.80594 | -0.78238 | -0.78238 | -0.84346 | -0.56617 | -0.56617 | -0.56617 | -0.56617 | -0.44526 | -0.44526
[5 empty] | Hydro | 0 | 0 | 0 | 0 | 0 | 0 | 0 | 0 | 0 | 0 | 0 | 0 | 0 | 0 | 0 | 0 | 0 | 0 | 0 | 0 | 0 | 0 | 0 | 0 | 0 | 0
[5 empty] | Hydrogen Turbine | 0 | 0 | 0 | 0 | 0 | 0 | 0 | 0 | 0 | 0 | 0 | 0 | 0 | 0 | 0 | 0 | 0 | 0 | 0 | 0 | 0 | 0 | 0 | 0 | 0 | 0
[5 empty] | Wind | 0 | 0.0027917 | -0.0027152 | 0.067895 | 0.24325 | -0.66683 | -0.5858 | -0.84345 | -0.51875 | -0.35165 | -0.37955 | -0.38357 | 0.2395 | -0.23445 | -0.40459 | -0.45547 | -0.53292 | -0.21603 | 0.011719 | -0.011869 | -0.43726 | -0.39015 | -0.99824 | -0.7854 | -0.017277 | -0.57079
[5 empty] | Solar PV | 0 | -2.3872e-07 | -9.0751e-07 | -0.0047353 | 0.27078 | -0.11268 | -0.33624 | -0.73565 | -1.1356 | -0.65113 | -0.8832 | -0.73566 | -0.64758 | -1.3854 | -0.57816 | -0.070457 | -0.32221 | 0.21712 | -0.18798 | -2.013 | -2.1864 | -2.4861 | -2.2942 | -2.7215 | -1.7748 | -2.2259
[5 empty] | Grid Battery | 0 | -1.4668e-06 | -1.9975e-06 | -0.015255 | 0.41914 | 0.4196 | 0.4196 | 0.4196 | -0.12465 | 0.19268 | 0.36989 | 0.4334 | 0.43341 | 0.19508 | 0.19508 | 0.4329 | 0.3178 | 0.18703 | 0.26813 | 0.24353 | -0.0013152 | -0.11646 | -0.11646 | -0.10121 | -0.60834 | -0.60881
[5 empty] | Pumped Hydro | 0 | 0 | 0 | 0 | -0.41961 | -0.41961 | -0.3385 | -0.3385 | -0.13611 | 0.33039 | 0.15318 | 0.15318 | 0.15318 | 0.21875 | 0.21875 | 0.21875 | 0.21875 | 0.22402 | 0.22402 | 0.22402 | 0.22402 | 0.22402 | 0.22402 | 0.22402 | 0.22402 | 0.22402
[5 empty] | Coordinated CER storage | 0 | 0 | 0 | 0 | 0 | 0 | 0 | 0 | 0 | 0 | 0 | 0 | 0 | 0 | 0 | 0 | 0 | 0 | 0 | 0 | 0 | 0 | 0 | 0 | 0 | 0
[5 empty] | Grid Battery pump | 0 | -1.4668e-06 | -1.9975e-06 | -0.015255 | 0.41914 | 0.4196 | 0.4196 | 0.4196 | -0.12465 | 0.19268 | 0.36989 | 0.4334 | 0.43341 | 0.19508 | 0.19508 | 0.4329 | 0.3178 | 0.18703 | 0.26813 | 0.24353 | -0.0013152 | -0.11646 | -0.11646 | -0.10121 | -0.60834 | -0.60881
[5 empty] | Pumped Hydro Pump | 0 | 0 | 0 | 0 | -0.41961 | -0.41961 | -0.3385 | -0.3385 | -0.13611 | 0.33039 | 0.15318 | 0.15318 | 0.15318 | 0.21875 | 0.21875 | 0.21875 | 0.21875 | 0.22402 | 0.22402 | 0.22402 | 0.22402 | 0.22402 | 0.22402 | 0.22402 | 0.22402 | 0.22402
[5 empty] | Coordinated CER storage pump | 0 | 0 | 0 | 0 | 0 | 0 | 0 | 0 | 0 | 0 | 0 | 0 | 0 | 0 | 0 | 0 | 0 | 0 | 0 | 0 | 0 | 0 | 0 | 0 | 0 | 0
NEM generation difference by year
Select region | NEM
[5 empty] | Sent-out generation difference (TWh)* | 2024-25 | 2025-26 | 2026-27 | 2027-28 | 2028-29 | 2029-30 | 2030-31 | 2031-32 | 2032-33 | 2033-34 | 2034-35 | 2035-36 | 2036-37 | 2037-38 | 2038-39 | 2039-40 | 2040-41 | 2041-42 | 2042-43 | 2043-44 | 2044-45 | 2045-46 | 2046-47 | 2047-48 | 2048-49 | 2049-50
[5 empty] | Black Coal | -0.03639 | 0.027273 | 0.082171 | -1.26 | -1.4411 | 0.9567 | 1.8676 | 2.7055 | 2.8675 | 1.9148 | 1.6255 | 1.5839 | 1.1904 | 1.6295 | -5.3094e-07 | -5.4259e-07 | -3.7963e-07 | -3.6777e-07 | -3.6058e-07 | -4.0015e-07 | -3.8737e-07 | -3.3062e-07 | -3.3752e-07 | -3.6341e-07 | -3.3941e-07 | -3.2715e-07
[5 empty] | Brown Coal | 0.10329 | 0.080801 | 0.21762 | 1.5938 | 1.7408 | -0.03729 | -5.4596e-07 | -3.5047e-07 | -3.0157e-07 | -1.2699e-07 | 0 | 0 | 0 | 0 | 0 | 0 | 0 | 0 | 0 | 0 | 0 | 0 | 0 | 0 | 0 | 0
[5 empty] | CCGT | -0.049717 | -0.1147 | -0.30772 | -0.25424 | -0.34547 | -0.15151 | 0.045427 | 0.018827 | 0.024411 | -0.030151 | -0.086564 | -0.33486 | -0.41983 | -0.11807 | 0.04651 | 0.032015 | 0.08474 | -0.043073 | -0.065076 | 0.0025103 | 0.0059822 | 0.02358 | 0.0008784 | 0.0034483 | 0.0020951 | 0.0026767
[5 empty] | Gas - Steam | 7.1e-08 | 0.015869 | 0.0065201 | 0.0043585 | 0.07556 | -0.057473 | -0.10924 | -0.06856 | -0.098455 | -0.36055 | -0.1576 | -0.21987 | -0.27731 | -0.36627 | -0.33803 | 0 | 0 | 0 | 0 | 0 | 0 | 0 | 0 | 0 | 0 | 0
[5 empty] | OCGT / Diesel | -4.3261e-07 | -0.0007201 | -0.011544 | -0.13717 | -0.014202 | -0.81406 | -1.0044 | -1.2434 | -0.97922 | -2.0611 | -1.7799 | -1.6235 | -1.8306 | -1.8056 | -1.3963 | -1.3937 | -1.0898 | -1.553 | -2.0318 | -1.4317 | -0.62912 | -0.77756 | -0.42074 | -0.99775 | -0.97446 | -0.49799
[5 empty] | Hydro | 0.011691 | 0.0011998 | 0.026396 | -0.0053155 | -0.13262 | 2.1801 | -0.040199 | 0.2851 | -0.54852 | 0.22751 | 0.45604 | 0.48183 | -0.10458 | 0.56588 | 0.48898 | -0.05541 | 0.016351 | -0.27119 | 0.36847 | 1.0697 | 0.77512 | 1.301 | 1.0543 | 1.1098 | 0.53395 | 0.56487
[5 empty] | Hydrogen Turbine | 0 | -1.1277e-08 | -0.0015469 | 0.0029254 | 0.025887 | -8.2836e-05 | -3.8433e-05 | -0.00094298 | 0.00084045 | -6.2491e-05 | -0.0072945 | -0.00052501 | -3.709e-05 | -3.33e-08 | -4.0396e-08 | -0.00099271 | -0.0017421 | -0.008194 | -0.014015 | -0.012807 | -0.045258 | -0.20948 | -0.033367 | -0.055301 | -0.029195 | -0.02382
[5 empty] | Wind | -0.0017094 | -0.011039 | -0.017876 | 0.049281 | -0.39724 | -2.275 | -0.34081 | -0.64753 | 0.67189 | 1.575 | 1.5913 | 1.6284 | 3.0505 | 2.2985 | 2.1234 | 1.4691 | 1.5581 | 2.0491 | 2.5542 | 3.1048 | 2.5682 | 2.6479 | 1.393 | 2.2196 | 2.3564 | 1.5066
[5 empty] | Solar PV | -0.0026939 | 0.0043872 | 0.0013761 | -0.020825 | 0.32435 | -0.14374 | -0.52215 | -1.2003 | -2.131 | -1.0303 | -1.6062 | -1.3074 | -1.3155 | -2.1332 | -0.62362 | 0.17175 | -0.4385 | -0.019919 | -0.29358 | -2.3429 | -2.4154 | -2.6301 | -1.6058 | -1.6529 | -1.5942 | -1.3744
[5 empty] | Grid Battery | 0.0059433 | -0.0034174 | -0.0006525 | -0.033329 | 0.27918 | 0.30179 | 0.29275 | 0.28463 | -0.49458 | -0.46792 | -0.62409 | -0.45862 | -0.45536 | -0.895 | -0.88666 | -0.38903 | -0.60737 | -0.81776 | -0.61206 | -0.73004 | -1.0813 | -1.4339 | -1.085 | -0.96157 | -1.2801 | -1.1912
[5 empty] | Pumped Hydro | 0.0015007 | 0.00055139 | -0.0025937 | 0.0047584 | -0.75279 | -1.1323 | -0.91841 | -0.85697 | -0.66362 | 0.6106 | 0.1085 | 0.4308 | 0.39534 | 0.31913 | 0.61199 | 0.69025 | 0.48172 | 0.63906 | 0.89626 | 0.66442 | 0.81068 | 0.91317 | 0.80585 | 1.2698 | 0.92545 | 0.73101
[5 empty] | Coordinated CER storage | 0.0023017 | -0.0015355 | 0.00087548 | 0.0037523 | -0.0032868 | 0.0062657 | 0.0038968 | 0.0017411 | 0.051808 | 0.1096 | 0.059145 | 0.14388 | 0.23398 | 0.10465 | 0.21959 | 0.1538 | 0.22595 | 0.19744 | 0.20987 | 0.11409 | 0.18774 | 0.29892 | 0.36244 | 0.53241 | 0.28668 | 0.41452
[5 empty] | Grid Battery pump | 0.0070551 | -0.0042286 | -0.00057733 | -0.038981 | 0.33032 | 0.35685 | 0.34653 | 0.33689 | -0.59576 | -0.56026 | -0.7479 | -0.54885 | -0.54451 | -1.0766 | -1.0642 | -0.4636 | -0.7321 | -0.97929 | -0.73254 | -0.87677 | -1.3002 | -1.7265 | -1.2994 | -1.16 | -1.5288 | -1.4261
[5 empty] | Pumped Hydro Pump | 0.010584 | 0.00098687 | -0.0098294 | 0.020333 | -0.96208 | -1.5366 | -1.1963 | -1.1623 | -0.86285 | 0.80044 | 0.1528 | 0.6125 | 0.60481 | 0.38327 | 0.9098 | 0.9109 | 0.63206 | 0.90369 | 1.2934 | 0.87879 | 1.0578 | 1.2483 | 1.0999 | 1.7278 | 1.235 | 0.93687
[5 empty] | Coordinated CER storage pump | 0.0027078 | -0.0018066 | 0.0010301 | 0.0044136 | -0.0038659 | 0.0073704 | 0.0047711 | 0.0029731 | 0.058805 | 0.13005 | 0.06854 | 0.1695 | 0.27552 | 0.12362 | 0.25974 | 0.17954 | 0.26554 | 0.23205 | 0.25039 | 0.13491 | 0.21601 | 0.35285 | 0.42636 | 0.623 | 0.34088 | 0.48749
*Generation shown is sent-out, as is demand.
North West Tasmania capacity difference by year | [31 empty] | Far North QLD
Select REZ | North West Tasmania | [30 empty] | North Qld Clean Energy Hub
Northern Qld
[5 empty] | Capacity difference (MW) | 2024-25 | 2025-26 | 2026-27 | 2027-28 | 2028-29 | 2029-30 | 2030-31 | 2031-32 | 2032-33 | 2033-34 | 2034-35 | 2035-36 | 2036-37 | 2037-38 | 2038-39 | 2039-40 | 2040-41 | 2041-42 | 2042-43 | 2043-44 | 2044-45 | 2045-46 | 2046-47 | 2047-48 | 2048-49 | 2049-50 | Isaac
[5 empty] | Solar PV | 0 | 0 | 0 | 0 | 0 | -1.8204e-05 | -5.3682e-05 | -5.6695e-05 | -0.00011307 | -0.00010107 | -0.00010104 | -0.00010095 | -0.0001009 | -9.6796e-05 | -0.00021181 | -0.0014698 | -0.001396 | -0.0012531 | -0.001249 | -0.0012485 | -0.0012476 | -0.0012462 | -0.0012043 | -0.0012044 | -0.00071219 | -0.00071056 | Barcaldine
[5 empty] | Wind | 0 | -0.00011899 | -0.00018807 | -0.00025252 | 36.9734 | -52.247 | 302.1244 | 309.6077 | 583.5465 | 583.5465 | 583.5465 | 583.5465 | 583.5465 | 583.5464 | 583.5463 | 583.5459 | 583.5459 | 583.5459 | 583.5459 | 583.5459 | 583.5459 | 583.5459 | 583.546 | 583.5475 | 583.5475 | 583.5475 | Fitzroy
[5 empty] | Offshore wind | 0 | 0 | 0 | 0 | 0 | 0 | 0 | 0 | 0 | 0 | 0 | 0 | 0 | 0 | 0 | 0 | 0 | 0 | 0 | 0 | 0 | 0 | 0 | 0 | 0 | 0 | Wide Bay
Darling Downs
Banana
North West NSW
New England
Central-West Orana
Broken Hill
South West NSW
Wagga Wagga
Tumut
Cooma-Monaro
Ovens Murray
Murray River
North West Tasmania generation difference by year | [31 empty] | Western Victoria
Select REZ | North West Tasmania | [30 empty] | South West Victoria
Gippsland
[5 empty] | Sent-out generation difference (GWh) | 2024-25 | 2025-26 | 2026-27 | 2027-28 | 2028-29 | 2029-30 | 2030-31 | 2031-32 | 2032-33 | 2033-34 | 2034-35 | 2035-36 | 2036-37 | 2037-38 | 2038-39 | 2039-40 | 2040-41 | 2041-42 | 2042-43 | 2043-44 | 2044-45 | 2045-46 | 2046-47 | 2047-48 | 2048-49 | 2049-50 | Central North VIC
[5 empty] | Solar PV | 0 | -2.6095e-05 | -2.9189e-05 | -3.3279e-05 | -1.9486e-05 | -2.6721e-05 | -7.6708e-05 | -6.7094e-05 | -0.0001489 | -0.00015082 | -8.2474e-05 | -7.3391e-05 | -7.1586e-05 | -5.7532e-05 | -0.00018687 | -0.0017236 | -0.001492 | -0.0013605 | -0.0015712 | -0.0014136 | -0.00146 | -0.0014004 | -0.0011158 | -0.0012925 | -0.00079683 | -0.00069806 | South East SA
[5 empty] | Wind | -3.5416 | -3.9826 | -4.4924 | -5.3099 | 131.459 | -457.2794 | 904.0586 | 1007.5458 | 2248.4723 | 2328.8898 | 2363.0986 | 2461.9044 | 2577.3 | 2435.1498 | 2419.392 | 2127.3522 | 2226.6258 | 2291.1319 | 2155.7805 | 2227.3403 | 2443.2891 | 2521.8239 | 2328.8459 | 2380.817 | 2082.8958 | 2182.3466 | Riverland
[5 empty] | Offshore wind | 0 | 0 | 0 | 0 | 0 | 0 | 0 | 0 | 0 | 0 | 0 | 0 | 0 | 0 | 0 | 0 | 0 | 0 | 0 | 0 | 0 | 0 | 0 | 0 | 0 | 0 | Mid-North SA
Yorke Peninsula
Northern SA
Leigh Creek
Roxby Downs
Eastern Eyre Peninsula
Western Eyre Peninsula
North East Tasmania
North West Tasmania
Central Highlands
Hunter Coast
Illawarra Coast

## BaseCase_CF
Annual capacity factor by technology - BaseCase, Step Change scenario
Explicitly modelled generation
Region | Technology | 2024-25 | 2025-26 | 2026-27 | 2027-28 | 2028-29 | 2029-30 | 2030-31 | 2031-32 | 2032-33 | 2033-34 | 2034-35 | 2035-36 | 2036-37 | 2037-38 | 2038-39 | 2039-40 | 2040-41 | 2041-42 | 2042-43 | 2043-44 | 2044-45 | 2045-46 | 2046-47 | 2047-48 | 2048-49 | 2049-50
NEM | Black Coal | 55.22% | 43.48% | 45.33% | 60.05% | 50.61% | 56.21% | 59.39% | 58.63% | 55.94% | 59.71% | 52.2% | 52.37% | 51.14% | 52.73% | - | - | - | - | - | - | - | - | - | - | - | -
NEM | Brown Coal | 66.39% | 55.15% | 46.68% | 63.66% | 58.37% | 63.54% | - | - | - | - | - | - | - | - | - | - | - | - | - | - | - | - | - | - | - | -
NEM | CCGT | 7.933% | 11.1% | 19.05% | 37.79% | 32.75% | 37.92% | 38.26% | 35.31% | 36.04% | 35.8% | 35.81% | 34.61% | 31.93% | 34.72% | 34.98% | 33.16% | 30.83% | 27.08% | 30.3% | 30.29% | 26.46% | 27.96% | 31.12% | 28.37% | 28.17% | 29%
NEM | Gas - Steam | 0.3251% | 2.537% | 48.55% | 40.09% | 52.68% | 34.25% | 28.63% | 28.31% | 27.02% | 27.76% | 27.97% | 19.03% | 20.82% | 21.91% | 22.45% | - | - | - | - | - | - | - | - | - | - | -
NEM | OCGT / Diesel | 0.1486% | 0.09904% | 0.4015% | 4.689% | 2.478% | 6.668% | 7.642% | 10.14% | 7.988% | 9.196% | 13.21% | 9.448% | 10.12% | 8.792% | 10.73% | 14.21% | 14.34% | 12.39% | 10.72% | 14.06% | 10.59% | 10.62% | 10.52% | 11% | 11.35% | 10.91%
NEM | Hydro | 21.38% | 26.71% | 25.24% | 22.41% | 26% | 23.47% | 21.73% | 22.01% | 21.2% | 23.01% | 24.76% | 23.42% | 21.2% | 25.51% | 22.43% | 21.03% | 19.86% | 20.14% | 21.35% | 21.53% | 20.35% | 18.02% | 23.23% | 20.2% | 19.47% | 18.09%
NEM | Hydrogen Turbine | - | 2.44e-06% | 0.3331% | 0.162% | 0.6356% | 0.02695% | 0.008798% | 0.02691% | 0.2489% | 0.07398% | 0.2271% | 0.4933% | 0.2129% | 0.3036% | 3.978e-06% | 0.9797% | 0.4644% | 2.418% | 0.9487% | 5.859% | 7.257% | 18.82% | 23.5% | 24.23% | 25.78% | 25.68%
NEM | Wind | 31.94% | 31.45% | 32.78% | 34.68% | 32.65% | 32.5% | 33.32% | 34.12% | 32.59% | 31.84% | 31.95% | 33.5% | 33.62% | 32.4% | 32.17% | 31.89% | 32.06% | 31.68% | 31% | 30.88% | 32.26% | 32.51% | 31.65% | 31.29% | 30.86% | 31.18%
NEM | Solar PV | 24.08% | 21.22% | 21.24% | 23.86% | 21.54% | 23.28% | 25.5% | 25.18% | 24.95% | 24.51% | 23.87% | 24.98% | 25.1% | 20.97% | 21.76% | 22.52% | 21.34% | 22.27% | 21.75% | 20.78% | 21.64% | 21.58% | 18.22% | 18.99% | 18.96% | 17.86%
NEM | Grid Battery | 6.298% | 8.38% | 8.754% | 11.86% | 10.26% | 11.1% | 10.23% | 10.12% | 11.14% | 11.32% | 9.387% | 9.855% | 9.949% | 9.48% | 9.921% | 10.93% | 10.82% | 14.91% | 16.22% | 16.35% | 16.39% | 17.51% | 14.66% | 14.7% | 14.6% | 13.73%
NEM | Pumped Hydro | 13.06% | 15.56% | 16.82% | 15.15% | 18.52% | 27.03% | 21.1% | 22.54% | 22.57% | 22.84% | 23.06% | 22.86% | 22.85% | 22.25% | 21.27% | 21.33% | 19.59% | 21.04% | 20.48% | 19.87% | 20.28% | 20.24% | 18.75% | 16.34% | 14.9% | 14.06%
NEM | Coordinated CER storage | 8.54% | 8.492% | 9.04% | 8.937% | 7.97% | 8.442% | 8.478% | 8.399% | 8.522% | 8.564% | 8.38% | 8.503% | 8.62% | 7.962% | 8.493% | 8.538% | 8.286% | 8.766% | 8.817% | 8.8% | 9.028% | 9.289% | 8.505% | 8.724% | 8.671% | 8.349%
Region | Technology | 2024-25 | 2025-26 | 2026-27 | 2027-28 | 2028-29 | 2029-30 | 2030-31 | 2031-32 | 2032-33 | 2033-34 | 2034-35 | 2035-36 | 2036-37 | 2037-38 | 2038-39 | 2039-40 | 2040-41 | 2041-42 | 2042-43 | 2043-44 | 2044-45 | 2045-46 | 2046-47 | 2047-48 | 2048-49 | 2049-50
NSW1 | Black Coal | 54.89% | 37% | 47.62% | 58.45% | 47.68% | 57.9% | 58.29% | 55.33% | 56.66% | 60.01% | 50.44% | 49.21% | 48.33% | 50.15% | - | - | - | - | - | - | - | - | - | - | - | -
NSW1 | Brown Coal | bar: 2024-25 to 2049-50
NSW1 | CCGT | 0.8675% | 10.13% | 45.65% | 55.76% | 48.49% | 55.44% | 56.01% | 38.48% | 48.4% | 47.32% | 45.99% | 42.54% | 34.88% | 42.42% | 38.85% | 38.28% | 36.3% | 26.94% | 39.23% | - | - | - | - | - | - | -
NSW1 | Gas - Steam | bar: 2024-25 to 2049-50
NSW1 | OCGT / Diesel | 0.02275% | 0.2666% | 0.3311% | 3.192% | 1.207% | 9.16% | 7.856% | 12.17% | 6.85% | 7.341% | 12.19% | 9.547% | 9.103% | 5.766% | 10.54% | 11.03% | 13.35% | 9.727% | 8.94% | 13.5% | 11.58% | 10.39% | 9.144% | 12.12% | 9.84% | 10.28%
NSW1 | Hydro | 13.23% | 15.03% | 15.69% | 12.58% | 16.84% | 14.74% | 12.48% | 12.96% | 12.2% | 14.17% | 15.24% | 14.06% | 11.63% | 17.25% | 14% | 12.53% | 12.13% | 11.84% | 13.39% | 14.36% | 13.38% | 11.07% | 16.67% | 13.19% | 11.14% | 10.82%
NSW1 | Hydrogen Turbine | bar: 2024-25 to 2049-50
NSW1 | Wind | 34.03% | 33.05% | 33.73% | 34.52% | 33.27% | 30.77% | 32.94% | 32.46% | 32.2% | 31.72% | 31.84% | 33.4% | 33.6% | 32.94% | 29.99% | 30.79% | 29.85% | 30.82% | 30.16% | 29.42% | 30.52% | 30.88% | 31.18% | 28.64% | 28.87% | 27.34%
NSW1 | Solar PV | 25.44% | 22.89% | 24.08% | 24.94% | 23% | 23.65% | 26.22% | 25.8% | 25.62% | 25.07% | 24.05% | 25.6% | 25.53% | 21.61% | 21.51% | 22.82% | 21.58% | 22.6% | 21.79% | 20.29% | 21.75% | 21.31% | 18.5% | 18.62% | 18.86% | 17.08%
NSW1 | Grid Battery | 34.77% | 13.15% | 13.81% | 20.17% | 17.73% | 19.67% | 19.82% | 19.35% | 19.12% | 18.85% | 18.12% | 18.82% | 20.13% | 18.32% | 19.44% | 19.67% | 18.85% | 20.79% | 20.4% | 19.13% | 20.7% | 21.27% | 18.38% | 17.11% | 18.67% | 17.15%
NSW1 | Pumped Hydro | 11.06% | 15.91% | 18.4% | 15.21% | 20.03% | 33.12% | 21.72% | 22.94% | 23.51% | 22.88% | 23.48% | 23.99% | 23.58% | 24.02% | 20.77% | 21.48% | 18.97% | 21.56% | 20.61% | 19.71% | 20.27% | 20.38% | 19.86% | 16.56% | 15.25% | 14.59%
NSW1 | Coordinated CER storage | 8.434% | 8.501% | 8.882% | 8.978% | 8.079% | 8.579% | 8.768% | 8.696% | 8.849% | 8.794% | 8.617% | 8.988% | 9.02% | 8.469% | 9.215% | 9.285% | 8.974% | 9.498% | 9.397% | 9.25% | 9.648% | 9.842% | 9.205% | 9.401% | 9.475% | 9.071%
Region | Technology | 2024-25 | 2025-26 | 2026-27 | 2027-28 | 2028-29 | 2029-30 | 2030-31 | 2031-32 | 2032-33 | 2033-34 | 2034-35 | 2035-36 | 2036-37 | 2037-38 | 2038-39 | 2039-40 | 2040-41 | 2041-42 | 2042-43 | 2043-44 | 2044-45 | 2045-46 | 2046-47 | 2047-48 | 2048-49 | 2049-50
QLD1 | Black Coal | 55.55% | 50.12% | 43.79% | 61.7% | 53.11% | 55.46% | 60.04% | 61.62% | 55.3% | 58.78% | 57.61% | 57.48% | 55.68% | 56.89% | - | - | - | - | - | - | - | - | - | - | - | -
QLD1 | Brown Coal | bar: 2024-25 to 2049-50
QLD1 | CCGT | 6.879% | 6.441% | 8.862% | 34.73% | 29.2% | 36.88% | 35.21% | 38.31% | 35.2% | 35.21% | 36.24% | 36.66% | 36.32% | 37.88% | 39.57% | 37.51% | 34.58% | 32.41% | 32.52% | 36.19% | 31.61% | 41.68% | 67.07% | 61.16% | 60.73% | 62.52%
QLD1 | Gas - Steam | bar: 2024-25 to 2049-50
QLD1 | OCGT / Diesel | 1.021e-06% | 1.456e-06% | 0.008588% | 1.215% | 0.3412% | 2.66% | 2.637% | 6.856% | 3.643% | 6.7% | 9.84% | 9.065% | 12.21% | 8.37% | 10.36% | 13.78% | 15.26% | 8.382% | 9.598% | 11.59% | 11.37% | 13.81% | 13.7% | 14.14% | 11.48% | 12.9%
QLD1 | Hydro | 52.68% | 49.37% | 50.17% | 51.78% | 51.45% | 51.93% | 47.49% | 51.47% | 51.1% | 51.39% | 51.15% | 50.42% | 50.7% | 38.3% | 34.73% | 30.3% | 29.84% | 34.37% | - | - | - | - | - | - | - | -
QLD1 | Hydrogen Turbine | - | - | 0.0636% | 0.1275% | 1.169% | 0.05389% | 0.01759% | 0.05382% | 0.2771% | 0.148% | 0.03104% | 0.4078% | 0.1681% | 0.3486% | 3.943e-06% | 1.039% | 0.2976% | 0.6409% | 0.2352% | 4.087% | 6.893% | 18.39% | 26.15% | 24.14% | 24.7% | 26.55%
QLD1 | Wind | 32.85% | 32.86% | 31.18% | 33.29% | 31.06% | 31.21% | 32.89% | 31.61% | 31.69% | 29.44% | 29.5% | 30.24% | 29.88% | 29.87% | 29.56% | 30.19% | 28.57% | 29.99% | 28.27% | 28.39% | 28.98% | 28.31% | 28.89% | 28.46% | 28.83% | 27.83%
QLD1 | Solar PV | 23.87% | 21.35% | 18.9% | 24.1% | 20.22% | 23.55% | 25.88% | 25.72% | 25.35% | 24.86% | 24.7% | 25.57% | 25.71% | 20.48% | 22.56% | 23.32% | 22.13% | 23.38% | 23.02% | 22.93% | 23.32% | 23.07% | 18.93% | 20.63% | 20.41% | 19.6%
QLD1 | Grid Battery | 7.343% | 7.077% | 7.512% | 7.552% | 6.915% | 7.482% | 7.147% | 7.3% | 14.82% | 15.3% | 14.59% | 16.5% | 17.13% | 16.93% | 18.66% | 19.52% | 20.18% | 21.48% | 22.93% | 22.3% | 21.82% | 23.47% | 19.21% | 19.72% | 18.09% | 17.62%
QLD1 | Pumped Hydro | 13.91% | 15.46% | 16.35% | 15.14% | 12.66% | 14.22% | 19.47% | 21.58% | 20.77% | 22.69% | 22.32% | 21.13% | 21.39% | 19.59% | 21.85% | 20.76% | 20.16% | 19.98% | 20.16% | 19.53% | 19.69% | 19.29% | 16.81% | 15.9% | 14.07% | 12.98%
QLD1 | Coordinated CER storage | 8.782% | 8.53% | 9.041% | 9.123% | 8.418% | 9.039% | 8.786% | 9.044% | 9.246% | 9.413% | 9.231% | 9.159% | 9.461% | 8.899% | 9.519% | 9.388% | 9.592% | 9.823% | 10.29% | 10.19% | 10.23% | 10.56% | 9.884% | 10.36% | 9.972% | 10.19%
Region | Technology | 2024-25 | 2025-26 | 2026-27 | 2027-28 | 2028-29 | 2029-30 | 2030-31 | 2031-32 | 2032-33 | 2033-34 | 2034-35 | 2035-36 | 2036-37 | 2037-38 | 2038-39 | 2039-40 | 2040-41 | 2041-42 | 2042-43 | 2043-44 | 2044-45 | 2045-46 | 2046-47 | 2047-48 | 2048-49 | 2049-50
VIC1 | Black Coal | bar: 2024-25 to 2049-50
VIC1 | Brown Coal | 66.39% | 55.15% | 46.68% | 63.66% | 58.37% | 63.54% | - | - | - | - | - | - | - | - | - | - | - | - | - | - | - | - | - | - | - | -
VIC1 | CCGT | bar: 2024-25 to 2049-50
VIC1 | Gas - Steam | 0.1331% | 0.8482% | 48.55% | 40.09% | 52.68% | 34.25% | 28.63% | 28.31% | 27.02% | 27.76% | 27.97% | 19.03% | 20.82% | 21.91% | 22.45% | - | - | - | - | - | - | - | - | - | - | -
VIC1 | OCGT / Diesel | 0.009657% | 1.827e-06% | 0.1311% | 6.649% | 3.663% | 5.895% | 9.653% | 9.789% | 9.124% | 10.04% | 14.5% | 8.573% | 8.06% | 9.031% | 7.868% | 16.25% | 12.6% | 16.99% | 10.58% | 14.17% | 8.459% | 8.138% | 9.07% | 7.85% | 12.16% | 9.476%
VIC1 | Hydro | 16.81% | 17.32% | 16.39% | 13.72% | 20.56% | 17.17% | 14.87% | 14.87% | 13.55% | 16.49% | 17.07% | 16.24% | 13.6% | 20.49% | 17.12% | 14.82% | 14.8% | 13.52% | 16.48% | 17.08% | 16.19% | 13.63% | 20.4% | 17.16% | 14.8% | 14.78%
VIC1 | Hydrogen Turbine | bar: 2024-25 to 2049-50
VIC1 | Wind | 29.93% | 29.14% | 30.61% | 33.93% | 31.35% | 33.72% | 32.89% | 36.41% | 32.96% | 33.84% | 34.49% | 36.34% | 36.97% | 34.29% | 36.18% | 34.09% | 36.66% | 33.68% | 34.12% | 34.28% | 36.27% | 37.68% | 35.11% | 36.53% | 34.84% | 38.31%
VIC1 | Solar PV | 21.29% | 17.61% | 17.32% | 20.16% | 19.62% | 21.96% | 23.09% | 22.44% | 23.54% | 23.2% | 22.12% | 22.9% | 23.27% | 20.64% | 20.91% | 19.93% | 18.97% | 19.04% | 18.9% | 17.06% | 17.95% | 18.57% | 16.48% | 16.76% | 16.84% | 16.13%
VIC1 | Grid Battery | 4.258% | 12.22% | 10.56% | 12.04% | 10.09% | 10.77% | 9.003% | 9.228% | 9.884% | 10.12% | 7.936% | 7.977% | 7.93% | 6.892% | 7.012% | 7.061% | 6.471% | 7.543% | 7.412% | 7.455% | 7.663% | 7.843% | 6.935% | 6.326% | 6.403% | 5.863%
VIC1 | Pumped Hydro | - | - | - | - | 22.24% | 24.81% | 25.22% | 24.78% | 25.22% | 23.36% | 23.7% | 23.46% | 24.68% | 22.94% | 21.77% | 22.81% | 20.82% | 22.35% | 21.01% | 22.21% | 22.77% | 23.32% | 20.28% | 16.84% | 16.34% | 15.42%
VIC1 | Coordinated CER storage | 7.935% | 8.682% | 9.33% | 8.789% | 7.296% | 7.753% | 7.837% | 7.54% | 7.49% | 7.564% | 7.418% | 7.405% | 7.468% | 6.479% | 6.807% | 6.901% | 6.373% | 6.977% | 6.832% | 7.084% | 7.345% | 7.551% | 6.474% | 6.582% | 6.628% | 6.047%
Region | Technology | 2024-25 | 2025-26 | 2026-27 | 2027-28 | 2028-29 | 2029-30 | 2030-31 | 2031-32 | 2032-33 | 2033-34 | 2034-35 | 2035-36 | 2036-37 | 2037-38 | 2038-39 | 2039-40 | 2040-41 | 2041-42 | 2042-43 | 2043-44 | 2044-45 | 2045-46 | 2046-47 | 2047-48 | 2048-49 | 2049-50
SA1 | Black Coal | bar: 2024-25 to 2049-50
SA1 | Brown Coal | bar: 2024-25 to 2049-50
SA1 | CCGT | 17.02% | 25.46% | 35.21% | 46.92% | 43.27% | 41.39% | 47.76% | 37.5% | 42.49% | 42.05% | 40.15% | 35.42% | 31.96% | - | - | - | - | - | - | - | - | - | - | - | - | -
SA1 | Gas - Steam | 0.4451% | 3.592% | - | - | - | - | - | - | - | - | - | - | - | - | - | - | - | - | - | - | - | - | - | - | - | -
SA1 | OCGT / Diesel | 0.7738% | 0.06968% | 1.455% | 9.955% | 6.312% | 9.389% | 13.76% | 13.46% | 16.34% | 16.13% | 20.06% | 13.17% | 13.73% | 16.02% | 17.49% | 19.92% | 17.36% | 18.65% | 16.92% | 20.19% | 13.75% | 11.46% | 11.61% | 11.63% | 11.92% | 10.42%
SA1 | Hydro | bar: 2024-25 to 2049-50
SA1 | Hydrogen Turbine | - | 2.44e-06% | 0.6026% | 0.1965% | 0.1021% | 1.478e-06% | 1.524e-06% | 1.537e-06% | 0.2206% | 2.003e-06% | 0.4231% | 0.5788% | 0.2578% | 0.2586% | 4.014e-06% | 0.9205% | 0.6312% | 4.195% | 1.662% | 7.63% | 7.621% | 19.26% | 20.85% | 24.32% | 26.85% | 24.82%
SA1 | Wind | 31.31% | 27.87% | 34.41% | 34.68% | 32.88% | 32.3% | 32.4% | 34.36% | 30.37% | 30.95% | 29.25% | 33.13% | 32.92% | 30.91% | 31.95% | 31.84% | 33.74% | 31.23% | 30.87% | 29.64% | 33.22% | 32.89% | 29.61% | 30.06% | 29.34% | 31.25%
SA1 | Solar PV | 21.33% | 17.73% | 21.74% | 23.15% | 21.25% | 21.38% | 21.61% | 20.89% | 20.91% | 20.71% | 20.58% | 20.57% | 21.4% | 19.87% | 20.23% | 20.21% | 18.51% | 20.21% | 18.95% | 18.39% | 18.94% | 19.66% | 16.27% | 16.2% | 16.04% | 15.5%
SA1 | Grid Battery | 4.479% | 3.974% | 4.425% | 4.428% | 4.069% | 4.171% | 4.232% | 3.961% | 4.62% | 4.588% | 4.29% | 4.235% | 4.241% | 6.051% | 5.936% | 6.233% | 5.693% | 14.02% | 14.22% | 17.67% | 17.27% | 18.44% | 15.65% | 14.4% | 15.75% | 13.12%
SA1 | Pumped Hydro | bar: 2024-25 to 2049-50
SA1 | Coordinated CER storage | 9.46% | 8.299% | 9.178% | 9.07% | 8.463% | 8.603% | 8.532% | 8.13% | 8.359% | 8.51% | 8.154% | 8.265% | 8.45% | 8.037% | 8.187% | 8.357% | 7.938% | 8.693% | 8.856% | 8.884% | 8.831% | 9.441% | 8.844% | 8.774% | 8.97% | 8.209%
Region | Technology | 2024-25 | 2025-26 | 2026-27 | 2027-28 | 2028-29 | 2029-30 | 2030-31 | 2031-32 | 2032-33 | 2033-34 | 2034-35 | 2035-36 | 2036-37 | 2037-38 | 2038-39 | 2039-40 | 2040-41 | 2041-42 | 2042-43 | 2043-44 | 2044-45 | 2045-46 | 2046-47 | 2047-48 | 2048-49 | 2049-50
TAS1 | Black Coal | bar: 2024-25 to 2049-50
TAS1 | Brown Coal | bar: 2024-25 to 2049-50
TAS1 | CCGT | 0% | 0% | 7.393e-06% | 1.241e-05% | 1.183e-05% | 1.714e-05% | 1.892e-05% | 1.825e-05% | 1.918e-05% | 1.906e-05% | 1.708e-05% | 1.67e-05% | 1.676e-05% | 1.686e-05% | 1.692e-05% | 1.706e-05% | 1.701e-05% | 1.708e-05% | 1.716e-05% | 1.727e-05% | 1.801e-05% | 1.805e-05% | 1.848e-05% | 1.933e-05% | 2.036e-05% | 2.035e-05%
TAS1 | Gas - Steam | bar: 2024-25 to 2049-50
TAS1 | OCGT / Diesel | 7.029e-06% | 7.73e-06% | 8.672e-06% | 0.0439% | 0.1575% | 0.0005208% | 0.001235% | 0.07231% | 0.3752% | 0.09504% | 0.02136% | 0.01398% | 0.07497% | 1.541e-05% | 0.006212% | 0.009988% | 3.714e-05% | 0.04435% | 0.05677% | 3.976e-05% | 5.125e-05% | 0.2647% | 4.467e-05% | 4.876e-05% | 4.98e-05% | 4.819e-05%
TAS1 | Hydro | 30.93% | 43.96% | 39.98% | 37.02% | 37.52% | 35.13% | 34.51% | 34.62% | 34.14% | 34.96% | 38.42% | 36.49% | 34.65% | 36.94% | 34.28% | 33.76% | 30.92% | 32.92% | 32.69% | 31.82% | 30.2% | 28.05% | 31.61% | 29.15% | 31% | 27.51%
TAS1 | Hydrogen Turbine | bar: 2024-25 to 2049-50
TAS1 | Wind | 36.69% | 41.23% | 44.84% | 48.88% | 45.98% | 46.15% | 43.19% | 46.6% | 44.34% | 42.69% | 43.53% | 42.61% | 43.11% | 40.46% | 39.7% | 36.49% | 37.7% | 36.93% | 35.75% | 37.45% | 38.94% | 40.57% | 39.69% | 40.06% | 37.93% | 39.22%
TAS1 | Solar PV | bar: 2024-25 to 2049-50
TAS1 | Grid Battery | 0% | 0.008123% | 0.009318% | 0.01161% | 0.01286% | 0.01361% | 0.01562% | 0.02395% | 0.02351% | 0.02585% | 0.04284% | 0.04835% | 0.05245% | 0.0563% | 0.06174% | 0.06746% | 0.07413% | 0.08125% | 0.08775% | 0.09485% | 0.1039% | 0.1131% | 0.1226% | 0.1346% | 0.1388% | 0.1574%
TAS1 | Pumped Hydro | bar: 2024-25 to 2049-50
TAS1 | Coordinated CER storage | 2.101% | 4.415% | 4.579% | 5.215% | 4.945% | 4.516% | 5.388% | 5.558% | 5.716% | 4.901% | 5.356% | 5.046% | 5.071% | 4.464% | 4.469% | 5.394% | 5.147% | 5.224% | 5.207% | 5.101% | 5.686% | 5.635% | 4.209% | 4.701% | 4.307% | 4.463%
Explicitly modelled pumping
Region | Technology | 2024-25 | 2025-26 | 2026-27 | 2027-28 | 2028-29 | 2029-30 | 2030-31 | 2031-32 | 2032-33 | 2033-34 | 2034-35 | 2035-36 | 2036-37 | 2037-38 | 2038-39 | 2039-40 | 2040-41 | 2041-42 | 2042-43 | 2043-44 | 2044-45 | 2045-46 | 2046-47 | 2047-48 | 2048-49 | 2049-50
NEM | Grid Battery pump | 7.455% | 9.901% | 10.31% | 14.11% | 12.14% | 13.18% | 12.14% | 12.02% | 13.22% | 13.42% | 11.15% | 11.69% | 11.82% | 11.3% | 11.82% | 13.02% | 12.96% | 17.86% | 19.48% | 19.6% | 19.67% | 21.04% | 17.58% | 17.64% | 17.52% | 16.49%
NEM | Pumped Hydro Pump | 20.31% | 24.82% | 28.5% | 26.12% | 24.47% | 35.29% | 28.27% | 30.35% | 29.5% | 30.7% | 30.13% | 30.31% | 30.44% | 29.58% | 27.78% | 27.75% | 26.56% | 27.42% | 27.49% | 25.7% | 26.86% | 27.08% | 24.69% | 21.11% | 19.85% | 18.25%
NEM | Coordinated CER storage pump | 10.04% | 9.997% | 10.62% | 10.54% | 9.357% | 9.935% | 9.971% | 9.895% | 10.02% | 10.08% | 9.87% | 9.995% | 10.14% | 9.387% | 9.987% | 10.03% | 9.779% | 10.29% | 10.38% | 10.34% | 10.62% | 10.95% | 9.985% | 10.28% | 10.18% | 9.821%
Region | Technology | 2024-25 | 2025-26 | 2026-27 | 2027-28 | 2028-29 | 2029-30 | 2030-31 | 2031-32 | 2032-33 | 2033-34 | 2034-35 | 2035-36 | 2036-37 | 2037-38 | 2038-39 | 2039-40 | 2040-41 | 2041-42 | 2042-43 | 2043-44 | 2044-45 | 2045-46 | 2046-47 | 2047-48 | 2048-49 | 2049-50
NSW1 | Grid Battery pump | 40.94% | 15.46% | 16.25% | 24.21% | 21.14% | 23.54% | 23.72% | 23.18% | 22.85% | 22.56% | 21.74% | 22.47% | 24.09% | 22% | 23.19% | 23.53% | 22.63% | 24.91% | 24.48% | 22.96% | 24.84% | 25.61% | 21.98% | 20.52% | 22.42% | 20.58%
NSW1 | Pumped Hydro Pump | 18.24% | 25.11% | 30.85% | 27.94% | 24.77% | 39.43% | 28.59% | 30.35% | 29.74% | 30.42% | 29.67% | 31.01% | 30.7% | 31% | 26.48% | 26.99% | 25.57% | 27.17% | 27.35% | 24.65% | 26.26% | 26.76% | 25.48% | 20.56% | 19.84% | 18.35%
NSW1 | Coordinated CER storage pump | 9.922% | 9.987% | 10.45% | 10.59% | 9.484% | 10.09% | 10.32% | 10.24% | 10.4% | 10.35% | 10.16% | 10.55% | 10.61% | 9.996% | 10.81% | 10.92% | 10.59% | 11.14% | 11.05% | 10.88% | 11.35% | 11.61% | 10.8% | 11.08% | 11.13% | 10.67%
Region | Technology | 2024-25 | 2025-26 | 2026-27 | 2027-28 | 2028-29 | 2029-30 | 2030-31 | 2031-32 | 2032-33 | 2033-34 | 2034-35 | 2035-36 | 2036-37 | 2037-38 | 2038-39 | 2039-40 | 2040-41 | 2041-42 | 2042-43 | 2043-44 | 2044-45 | 2045-46 | 2046-47 | 2047-48 | 2048-49 | 2049-50
QLD1 | Grid Battery pump | 8.673% | 8.359% | 8.849% | 8.932% | 8.152% | 8.835% | 8.44% | 8.644% | 17.75% | 18.35% | 17.47% | 19.84% | 20.53% | 20.43% | 22.36% | 23.49% | 24.36% | 25.87% | 27.61% | 26.85% | 26.28% | 28.28% | 23.18% | 23.69% | 21.8% | 21.21%
QLD1 | Pumped Hydro Pump | 24.02% | 24.47% | 25.75% | 24.01% | 19.96% | 22.48% | 26.86% | 29.88% | 28.43% | 31.13% | 30.65% | 29.03% | 29.42% | 27.07% | 29.71% | 28.48% | 27.9% | 27.41% | 27.64% | 26.61% | 27.07% | 26.62% | 22.94% | 21.67% | 19.55% | 17.54%
QLD1 | Coordinated CER storage pump | 10.33% | 10.05% | 10.62% | 10.75% | 9.889% | 10.63% | 10.34% | 10.67% | 10.85% | 11.08% | 10.85% | 10.79% | 11.12% | 10.5% | 11.17% | 11.04% | 11.31% | 11.55% | 12.1% | 11.99% | 12.04% | 12.43% | 11.64% | 12.17% | 11.73% | 11.98%
Region | Technology | 2024-25 | 2025-26 | 2026-27 | 2027-28 | 2028-29 | 2029-30 | 2030-31 | 2031-32 | 2032-33 | 2033-34 | 2034-35 | 2035-36 | 2036-37 | 2037-38 | 2038-39 | 2039-40 | 2040-41 | 2041-42 | 2042-43 | 2043-44 | 2044-45 | 2045-46 | 2046-47 | 2047-48 | 2048-49 | 2049-50
VIC1 | Grid Battery pump | 5.073% | 14.43% | 12.43% | 14.23% | 11.85% | 12.69% | 10.61% | 10.89% | 11.65% | 11.91% | 9.374% | 9.39% | 9.354% | 8.128% | 8.303% | 8.295% | 7.664% | 8.86% | 8.773% | 8.77% | 9.018% | 9.281% | 8.14% | 7.492% | 7.517% | 6.912%
VIC1 | Pumped Hydro Pump | - | - | - | - | 29.26% | 32.99% | 32.84% | 32.85% | 32.99% | 31.01% | 31.07% | 30.74% | 32.68% | 29.99% | 28.72% | 29.93% | 27.76% | 29.05% | 27.87% | 29% | 29.96% | 31.04% | 26.33% | 22.51% | 21.14% | 20.29%
VIC1 | Coordinated CER storage pump | 9.336% | 10.23% | 10.96% | 10.37% | 8.562% | 9.121% | 9.22% | 8.879% | 8.824% | 8.892% | 8.74% | 8.694% | 8.785% | 7.623% | 8.041% | 8.089% | 7.531% | 8.177% | 8.073% | 8.309% | 8.634% | 8.919% | 7.584% | 7.779% | 7.764% | 7.114%
Region | Technology | 2024-25 | 2025-26 | 2026-27 | 2027-28 | 2028-29 | 2029-30 | 2030-31 | 2031-32 | 2032-33 | 2033-34 | 2034-35 | 2035-36 | 2036-37 | 2037-38 | 2038-39 | 2039-40 | 2040-41 | 2041-42 | 2042-43 | 2043-44 | 2044-45 | 2045-46 | 2046-47 | 2047-48 | 2048-49 | 2049-50
SA1 | Grid Battery pump | 5.308% | 4.736% | 5.244% | 5.275% | 4.82% | 4.97% | 5.013% | 4.706% | 5.504% | 5.464% | 5.107% | 5.044% | 5.052% | 7.242% | 7.132% | 7.434% | 6.841% | 16.86% | 17.18% | 21.24% | 20.81% | 22.24% | 18.77% | 17.42% | 18.9% | 15.81%
SA1 | Pumped Hydro Pump | bar: 2024-25 to 2049-50
SA1 | Coordinated CER storage pump | 11.1% | 9.792% | 10.78% | 10.7% | 9.935% | 10.15% | 10.02% | 9.564% | 9.838% | 10.01% | 9.592% | 9.723% | 9.945% | 9.452% | 9.664% | 9.803% | 9.371% | 10.2% | 10.45% | 10.43% | 10.4% | 11.13% | 10.37% | 10.36% | 10.52% | 9.657%
Region | Technology | 2024-25 | 2025-26 | 2026-27 | 2027-28 | 2028-29 | 2029-30 | 2030-31 | 2031-32 | 2032-33 | 2033-34 | 2034-35 | 2035-36 | 2036-37 | 2037-38 | 2038-39 | 2039-40 | 2040-41 | 2041-42 | 2042-43 | 2043-44 | 2044-45 | 2045-46 | 2046-47 | 2047-48 | 2048-49 | 2049-50
TAS1 | Grid Battery pump | 0% | 0.009659% | 0.01107% | 0.01381% | 0.01528% | 0.01619% | 0.01856% | 0.02849% | 0.02795% | 0.03073% | 0.05093% | 0.05746% | 0.06235% | 0.06691% | 0.07338% | 0.08018% | 0.08812% | 0.09657% | 0.1043% | 0.1127% | 0.1235% | 0.1345% | 0.1457% | 0.1599% | 0.165% | 0.1871%
TAS1 | Pumped Hydro Pump | bar: 2024-25 to 2049-50
TAS1 | Coordinated CER storage pump | 2.472% | 5.192% | 5.381% | 6.163% | 5.799% | 5.313% | 6.339% | 6.568% | 6.702% | 5.765% | 6.303% | 5.935% | 5.998% | 5.225% | 5.26% | 6.344% | 6.089% | 6.116% | 6.153% | 5.985% | 6.682% | 6.665% | 4.919% | 5.543% | 5.055% | 5.25%

## BaseCase_Generation
Annual sent-out generation by technology (GWh) - BaseCase, Step Change scenario
Explicitly modelled generation
Region | Technology | 2024-25 | 2025-26 | 2026-27 | 2027-28 | 2028-29 | 2029-30 | 2030-31 | 2031-32 | 2032-33 | 2033-34 | 2034-35 | 2035-36 | 2036-37 | 2037-38 | 2038-39 | 2039-40 | 2040-41 | 2041-42 | 2042-43 | 2043-44 | 2044-45 | 2045-46 | 2046-47 | 2047-48 | 2048-49 | 2049-50
NEM | Black Coal | 79597.1324 | 62674.8726 | 53906.3158 | 49006.7885 | 37591.8011 | 26071.0318 | 22552.0413 | 16635.5648 | 15871.7154 | 9632.2138 | 8420.7649 | 5420.2786 | 5293.2721 | 5457.742 | 0.0058699 | 0.0056779 | 0.0021744 | 0.0019046 | 0.0018725 | 0.0019914 | 0.0018782 | 0.0016082 | 0.0016312 | 0.0016916 | 0.0015767 | 0.0014968
NEM | Brown Coal | 28120.966 | 23360.1518 | 19770.4295 | 7488.7504 | 6621.8793 | 3228.1987 | 0.0024636 | 0.00145 | 0.0012214 | 0.00053698 | 0 | 0 | 0 | 0 | 0 | 0 | 0 | 0 | 0 | 0 | 0 | 0 | 0 | 0 | 0 | 0
NEM | CCGT | 2053.4362 | 2873.1904 | 4631.852 | 9185.4187 | 7961.0579 | 9217.1304 | 9301.4873 | 8583.034 | 8761.6314 | 8701.9457 | 8705.5552 | 8413.0994 | 6684.4041 | 5659.8156 | 5701.4791 | 4986.3657 | 4636.2766 | 4071.766 | 4555.9783 | 3387.5835 | 2958.341 | 1547.9387 | 1057.6009 | 964.314 | 957.611 | 985.7462
NEM | Gas - Steam | 37.0215 | 288.8568 | 2126.4316 | 1756.145 | 2307.3967 | 1500.0422 | 1254.1268 | 1239.8057 | 1183.5554 | 1216.0552 | 1225.2322 | 833.3691 | 912.1082 | 959.4682 | 983.3525 | 0 | 0 | 0 | 0 | 0 | 0 | 0 | 0 | 0 | 0 | 0
NEM | OCGT / Diesel | 105.8757 | 70.5552 | 286.0366 | 3372.422 | 1782.2003 | 4795.6373 | 5239.8056 | 6955.6192 | 5610.8413 | 5981.3037 | 8885.7995 | 7955.5676 | 8517.6564 | 8973.6926 | 10949.0456 | 13958.0837 | 13936.3695 | 12408.8239 | 10646.2143 | 15099.0046 | 11207.2707 | 11237.2517 | 10483.3039 | 10398.9664 | 12592.1651 | 11606.4743
NEM | Hydro | 14432.8556 | 18028.9512 | 17037.2768 | 15127.9749 | 17551.2958 | 15842.5844 | 14670.5535 | 14859.5159 | 14306.6121 | 15533.0401 | 16711.9495 | 15810.5109 | 14309.1459 | 17022.85 | 14970.7006 | 14033.7549 | 13255.8388 | 13443.5777 | 14122.7518 | 14247.9524 | 13462.064 | 11924.5794 | 15372.1488 | 13362.3192 | 12883.5597 | 11970.6827
NEM | Hydrogen Turbine | 0 | 4.2748e-05 | 11.6711 | 5.677 | 22.2717 | 0.94417 | 0.30828 | 0.94303 | 8.7197 | 2.5924 | 7.9566 | 17.2844 | 7.4602 | 10.6381 | 0.00013939 | 34.3277 | 16.2719 | 84.7217 | 33.2412 | 205.2826 | 254.2862 | 659.6182 | 823.5367 | 848.9326 | 903.2125 | 899.9278
NEM | Wind | 32551.212 | 52804.6855 | 67935.9237 | 81230.9636 | 100746.3723 | 114944.9498 | 124830.3804 | 134484.3053 | 142516.6856 | 152350.4705 | 155889.7141 | 166578.5903 | 175563.7804 | 177489.3179 | 177500.6093 | 178418.7271 | 178798.9286 | 176735.9715 | 175173.1727 | 172205.4215 | 179164.9949 | 180270.8906 | 185742.2504 | 184598.1682 | 182373.5503 | 183855.0642
NEM | Solar PV | 21557.4471 | 22120.7105 | 22139.937 | 25173.5862 | 24028.8416 | 32358.8051 | 38982.2375 | 42502.9677 | 46293.1873 | 49725.8877 | 49603.3137 | 51982.1761 | 52579.7864 | 55716.8027 | 64883.5739 | 70108.4348 | 75834.3987 | 87164.4899 | 95980.5827 | 99977.8487 | 103451.5965 | 108433.886 | 101960.4623 | 106780.5294 | 111843.868 | 114554.6364
NEM | Grid Battery | 673.8611 | 1050.7567 | 1366.0623 | 2633.7483 | 2279.4584 | 2465.542 | 2519.7727 | 2760.1994 | 3847.7308 | 3852.0232 | 4117.6083 | 4444.2357 | 4443.1132 | 4479.9741 | 4688.1088 | 5645.5706 | 5709.2228 | 10876.1462 | 13493.2061 | 13262.8043 | 13651.5356 | 14855.6252 | 12439.8249 | 11499.7963 | 12509.8668 | 11740.953
NEM | Pumped Hydro | 926.8972 | 1444.8699 | 1561.3791 | 1407.0167 | 5272.0026 | 7695.9683 | 13469.0958 | 14391.6875 | 14409.9983 | 14580.121 | 15081.6424 | 14947.0905 | 14944.4753 | 14564.3815 | 13924.1762 | 13961.8363 | 12822.7183 | 13772.5105 | 13402.8718 | 13007.9756 | 13276.4395 | 13246.8842 | 12272.989 | 10693.1463 | 9756.459 | 9202.0648
NEM | Coordinated CER storage | 348.1812 | 643.563 | 1060.1637 | 1516.5718 | 1829.4673 | 2768.676 | 3542.8046 | 4301.4082 | 5257.3134 | 6272.9426 | 7222.8737 | 8539.7729 | 9799.8339 | 10202.5567 | 12212.1774 | 13507.7918 | 14336.0465 | 16488.1613 | 17975.3898 | 19370.5057 | 21434.144 | 23730.451 | 23209.6404 | 25374.8297 | 26810.5138 | 27278.4362
Total excluding storage |  | 180404.8859 | 185361.1635 | 191833.4793 | 197905.0631 | 207994.045 | 220889.5102 | 236362.6164 | 246715.0523 | 258067.992 | 267848.5962 | 275872.4102 | 284941.9756 | 293055.0361 | 300537.2395 | 305813.2296 | 314654.8983 | 319346.0738 | 335046.1706 | 345383.4106 | 350764.3807 | 358860.6743 | 365907.1264 | 363361.7589 | 364521.0037 | 370630.8078 | 372093.9872
Region | Technology | 2024-25 | 2025-26 | 2026-27 | 2027-28 | 2028-29 | 2029-30 | 2030-31 | 2031-32 | 2032-33 | 2033-34 | 2034-35 | 2035-36 | 2036-37 | 2037-38 | 2038-39 | 2039-40 | 2040-41 | 2041-42 | 2042-43 | 2043-44 | 2044-45 | 2045-46 | 2046-47 | 2047-48 | 2048-49 | 2049-50
NSW1 | Black Coal | 40052.0534 | 27000.1536 | 22733.014 | 24265.7877 | 16294.9791 | 8177.8355 | 8231.7155 | 7456.0191 | 7634.637 | 7306.8674 | 6141.7017 | 3146.7533 | 3090.5671 | 3207.3068 | 0.0021473 | 0.0021065 | 0 | 0 | 0 | 0 | 0 | 0 | 0 | 0 | 0 | 0
NSW1 | Brown Coal | 0 | 0 | 0 | 0 | 0 | 0 | 0 | 0 | 0 | 0 | 0 | 0 | 0 | 0 | 0 | 0 | 0 | 0 | 0 | 0 | 0 | 0 | 0 | 0 | 0 | 0
NSW1 | CCGT | 33.4368 | 390.5029 | 1759.6851 | 2149.3233 | 1868.925 | 2137.065 | 2158.9415 | 1483.2601 | 1865.3836 | 1823.9592 | 1772.4977 | 1639.816 | 1344.4061 | 1635.1208 | 1497.3769 | 1475.2937 | 1399.3206 | 1038.4205 | 1512.1834 | 0.0013235 | 0.0012731 | 0.0012832 | 0.0012862 | 0.0012855 | 0.0012678 | 0.0012598
NSW1 | Gas - Steam | 0 | 0 | 0 | 0 | 0 | 0 | 0 | 0 | 0 | 0 | 0 | 0 | 0 | 0 | 0 | 0 | 0 | 0 | 0 | 0 | 0 | 0 | 0 | 0 | 0 | 0
NSW1 | OCGT / Diesel | 5.2603 | 61.6387 | 76.5389 | 737.9889 | 278.9777 | 2117.623 | 1816.1437 | 2813.3499 | 1583.5869 | 1697.1795 | 2818.0622 | 2206.9377 | 2104.3157 | 1740.1149 | 3180.2544 | 3329.5241 | 4027.5237 | 2935.2863 | 2697.7723 | 4074.2849 | 2632.782 | 2363.6298 | 2079.3933 | 2754.9568 | 2237.595 | 2338.2586
NSW1 | Hydro | 2925.6841 | 3325.3725 | 3469.5419 | 2781.8608 | 3724.4887 | 3261.3095 | 2759.3917 | 2865.941 | 2699.5914 | 3134.8345 | 3369.9122 | 3109.9662 | 2572.8354 | 3815.3684 | 3096.868 | 2770.4246 | 2683.2604 | 2619.1232 | 2960.6855 | 3175.4544 | 2959.0613 | 2449.0461 | 3686.8531 | 2918.2949 | 2465.1017 | 2394.2264
NSW1 | Hydrogen Turbine | 0 | 0 | 0 | 0 | 0 | 0 | 0 | 0 | 0 | 0 | 0 | 0 | 0 | 0 | 0 | 0 | 0 | 0 | 0 | 0 | 0 | 0 | 0 | 0 | 0 | 0
NSW1 | Wind | 7800.1951 | 19995.6965 | 22070.6931 | 23820.9256 | 33031.6036 | 33353.5245 | 37086.2345 | 38446.043 | 41917.5352 | 41286.6373 | 42469.7813 | 44570.0665 | 46864.4328 | 46276.6306 | 41607.021 | 42948.1401 | 41963.7184 | 43391.0577 | 42931.3233 | 40877.2941 | 44003.3294 | 46688.1957 | 46722.8746 | 42910.5858 | 43418.4233 | 42365.033
NSW1 | Solar PV | 9729.1906 | 10560.1882 | 11109.0448 | 11507.5882 | 11871.8569 | 18695.1323 | 21181.923 | 21742.2626 | 21586.8916 | 22692.9517 | 21771.097 | 23174.1634 | 23110.1418 | 26187.4596 | 29882.9089 | 32497.2799 | 30998.9478 | 33933.339 | 35109.2198 | 35835.2089 | 38404.6332 | 38803.2045 | 38353.3143 | 39507.3338 | 44563.1674 | 44446.0224
NSW1 | Grid Battery | 158.3756 | 301.803 | 316.9169 | 1037.3693 | 911.699 | 1011.505 | 1019.3587 | 995.246 | 983.2997 | 969.4163 | 931.9985 | 967.567 | 946.9449 | 862.0246 | 914.3594 | 925.4225 | 886.512 | 1546.148 | 1620.7889 | 1519.9463 | 1643.9552 | 1689.5381 | 1460.2818 | 871.8796 | 1942.3043 | 1784.0751
NSW1 | Pumped Hydro | 232.5314 | 334.5424 | 386.7526 | 319.813 | 3359.3291 | 5555.3222 | 7526.2443 | 7946.2315 | 8144.5429 | 7926.1321 | 8134.6606 | 8309.9635 | 8168.9742 | 8336.3827 | 7210.5049 | 7454.5423 | 6584.1013 | 7484.6475 | 7152.9676 | 6840.433 | 7035.2207 | 7072.2259 | 6892.5409 | 5747.4685 | 5291.9641 | 5063.3458
NSW1 | Coordinated CER storage | 118.3556 | 231.4625 | 388.2729 | 578.3462 | 713.374 | 1084.7639 | 1407.4549 | 1706.6554 | 2089.0708 | 2460.6188 | 2838.184 | 3439.9541 | 3901.3605 | 4119.2169 | 5018.1853 | 5539.9331 | 5830.1495 | 6680.396 | 7139.0444 | 7561.9729 | 8479.6774 | 9275.6432 | 9234.3506 | 10019.1317 | 10697.1181 | 10783.6466
Total excluding storage |  | 61055.0828 | 62201.3605 | 62310.4601 | 67199.003 | 72055.2331 | 75394.0809 | 83187.408 | 85455.0086 | 88504.5391 | 89298.5968 | 90247.8952 | 90565.1876 | 92103.9784 | 96179.6252 | 92407.4809 | 96940.5623 | 94373.5337 | 99628.4182 | 101123.9853 | 99884.5957 | 105158.6604 | 108341.4848 | 108429.6099 | 104729.6522 | 110615.6752 | 109174.6092
Region | Technology | 2024-25 | 2025-26 | 2026-27 | 2027-28 | 2028-29 | 2029-30 | 2030-31 | 2031-32 | 2032-33 | 2033-34 | 2034-35 | 2035-36 | 2036-37 | 2037-38 | 2038-39 | 2039-40 | 2040-41 | 2041-42 | 2042-43 | 2043-44 | 2044-45 | 2045-46 | 2046-47 | 2047-48 | 2048-49 | 2049-50
QLD1 | Black Coal | 39545.079 | 35674.7189 | 31173.3018 | 24741.0008 | 21296.822 | 17893.1963 | 14320.3258 | 9179.5457 | 8237.0784 | 2325.3464 | 2279.0632 | 2273.5254 | 2202.705 | 2250.4352 | 0.0037226 | 0.0035714 | 0.0021744 | 0.0019046 | 0.0018725 | 0.0019914 | 0.0018782 | 0.0016082 | 0.0016312 | 0.0016916 | 0.0015767 | 0.0014968
QLD1 | Brown Coal | 0 | 0 | 0 | 0 | 0 | 0 | 0 | 0 | 0 | 0 | 0 | 0 | 0 | 0 | 0 | 0 | 0 | 0 | 0 | 0 | 0 | 0 | 0 | 0 | 0 | 0
QLD1 | CCGT | 962.8496 | 901.5785 | 1240.4946 | 4861.7418 | 4086.8967 | 5162.2583 | 4929.1724 | 5362.169 | 4927.1213 | 4929.1915 | 5072.5553 | 5131.7067 | 3859.0138 | 4024.6933 | 4204.1006 | 3511.0704 | 3236.9544 | 3033.3439 | 3043.7934 | 3387.5806 | 2958.3382 | 1547.9359 | 1057.5981 | 964.3112 | 957.6082 | 985.7434
QLD1 | Gas - Steam | 0 | 0 | 0 | 0 | 0 | 0 | 0 | 0 | 0 | 0 | 0 | 0 | 0 | 0 | 0 | 0 | 0 | 0 | 0 | 0 | 0 | 0 | 0 | 0 | 0 | 0
QLD1 | OCGT / Diesel | 0.00017488 | 0.00024933 | 1.4704 | 208.0472 | 58.4249 | 455.4261 | 451.4607 | 1173.7872 | 623.7467 | 898.6128 | 1540.6698 | 2095.0382 | 2821.5981 | 2510.0786 | 3106.257 | 4132.8328 | 4575.8423 | 2513.6094 | 2878.448 | 3476.8134 | 3408.5517 | 4142.9654 | 3448.4993 | 3561.614 | 4778.6188 | 4785.8658
QLD1 | Hydro | 703.3105 | 659.0507 | 669.7269 | 691.3206 | 686.8166 | 693.337 | 634.052 | 687.1279 | 682.1867 | 686.055 | 682.9163 | 673.1455 | 676.8377 | 221.4522 | 200.7965 | 175.1747 | 172.5386 | 198.7425 | 0 | 0 | 0 | 0 | 0 | 0 | 0 | 0
QLD1 | Hydrogen Turbine | 0 | 0 | 1.1143 | 2.2339 | 20.4829 | 0.94414 | 0.30825 | 0.943 | 4.8556 | 2.5923 | 0.54376 | 7.1441 | 2.9443 | 6.1071 | 6.9073e-05 | 18.2012 | 5.2139 | 11.2291 | 4.1208 | 71.5969 | 120.7633 | 322.1676 | 458.2066 | 422.8843 | 432.7846 | 465.0742
QLD1 | Wind | 5531.7533 | 10409.893 | 17186.9042 | 18347.3913 | 25519.61 | 29386.7405 | 32798.7607 | 34391.86 | 40058.7381 | 48013.5966 | 48432.6508 | 49649.2379 | 51680.0295 | 55381.4256 | 54813.317 | 55978.6519 | 52980.7087 | 55609.0888 | 52639.3258 | 52536.8957 | 52482.5125 | 51188.8874 | 58282.4847 | 57419.1221 | 58004.9366 | 55999.3237
QLD1 | Solar PV | 8392.3077 | 7507.1419 | 6646.7446 | 8474.9713 | 7110.2182 | 8281.0819 | 12238.6289 | 15378.7287 | 16200.4318 | 18638.3477 | 19736.1529 | 20507.8294 | 20980.1954 | 20285.3389 | 25139.1388 | 26736.3682 | 33477.7842 | 37040.7688 | 44065.9126 | 45033.6828 | 45459.1234 | 49406.6483 | 43909.257 | 47450.0766 | 46940.9137 | 50944.3254
QLD1 | Grid Battery | 165.9576 | 159.9542 | 169.7825 | 170.6773 | 156.2785 | 169.1121 | 161.5415 | 164.9876 | 606.0112 | 625.6551 | 596.4741 | 877.5475 | 911.0234 | 1228.7093 | 1353.8051 | 2270.4491 | 2578.6626 | 5590.1451 | 8054.2277 | 7883.2106 | 7949.2445 | 8942.6708 | 7317.7369 | 7511.2359 | 7351.7098 | 7162.0246
QLD1 | Pumped Hydro | 694.3658 | 1110.3274 | 1174.6264 | 1087.2038 | 909.6922 | 1021.7974 | 4805.2054 | 5327.7854 | 5127.952 | 5600.3447 | 5510.0246 | 5215.0689 | 5279.1513 | 4836.9081 | 5393.8705 | 5124.5823 | 4976.2514 | 4932.6679 | 4975.9548 | 4821.2034 | 4860.81 | 4760.8805 | 4150.6751 | 3924.8372 | 3473.8849 | 3203.8434
QLD1 | Coordinated CER storage | 65.6957 | 136.9604 | 229.2072 | 343.8703 | 443.6051 | 714.1762 | 906.3057 | 1158.0493 | 1437.2122 | 1746.0213 | 2007.8092 | 2325.5787 | 2707.7871 | 2860.6689 | 3428.2677 | 3720.869 | 4163.4285 | 4640.6943 | 5271.1174 | 5639.7197 | 6102.1534 | 6777.9685 | 6775.32 | 7572.5511 | 7755.3806 | 8377.3794
Total excluding storage |  | 56061.3194 | 56559.6253 | 58493.3731 | 58928.4584 | 60288.8472 | 63778.07 | 71245.7613 | 72824.9839 | 77905.334 | 83465.7635 | 85858.86 | 88755.8224 | 91121.2855 | 93605.8172 | 97639.557 | 101668.2031 | 106167.3866 | 113570.2918 | 120932.9024 | 122850.705 | 123341.4989 | 127090.126 | 125399.7794 | 128826.634 | 129695.8387 | 131923.5813
Region | Technology | 2024-25 | 2025-26 | 2026-27 | 2027-28 | 2028-29 | 2029-30 | 2030-31 | 2031-32 | 2032-33 | 2033-34 | 2034-35 | 2035-36 | 2036-37 | 2037-38 | 2038-39 | 2039-40 | 2040-41 | 2041-42 | 2042-43 | 2043-44 | 2044-45 | 2045-46 | 2046-47 | 2047-48 | 2048-49 | 2049-50
VIC1 | Black Coal | 0 | 0 | 0 | 0 | 0 | 0 | 0 | 0 | 0 | 0 | 0 | 0 | 0 | 0 | 0 | 0 | 0 | 0 | 0 | 0 | 0 | 0 | 0 | 0 | 0 | 0
VIC1 | Brown Coal | 28120.966 | 23360.1518 | 19770.4295 | 7488.7504 | 6621.8793 | 3228.1987 | 0.0024636 | 0.00145 | 0.0012214 | 0.00053698 | 0 | 0 | 0 | 0 | 0 | 0 | 0 | 0 | 0 | 0 | 0 | 0 | 0 | 0 | 0 | 0
VIC1 | CCGT | 0 | 0 | 0 | 0 | 0 | 0 | 0 | 0 | 0 | 0 | 0 | 0 | 0 | 0 | 0 | 0 | 0 | 0 | 0 | 0 | 0 | 0 | 0 | 0 | 0 | 0
VIC1 | Gas - Steam | 5.8312 | 37.149 | 2126.4316 | 1756.145 | 2307.3967 | 1500.0422 | 1254.1268 | 1239.8057 | 1183.5554 | 1216.0552 | 1225.2322 | 833.3691 | 912.1082 | 959.4682 | 983.3525 | 0 | 0 | 0 | 0 | 0 | 0 | 0 | 0 | 0 | 0 | 0
VIC1 | OCGT / Diesel | 1.6072 | 0.00030415 | 21.8251 | 1151.9786 | 634.6704 | 1021.2547 | 1672.3655 | 1695.9659 | 1580.67 | 1589.801 | 2295.4828 | 2131.9925 | 2004.4093 | 2245.8115 | 1956.7194 | 3414.179 | 2647.2309 | 4074.2104 | 2451.5668 | 4425.2846 | 3292.0181 | 3167.0776 | 3530.0553 | 2653.472 | 4112.0683 | 3203.0098
VIC1 | Hydro | 3356.4503 | 3457.7483 | 3271.6829 | 2740.0253 | 4105.3332 | 3427.8277 | 2967.7807 | 2968.8931 | 2704.4575 | 3292.8023 | 3408.1634 | 3241.6099 | 2715.6265 | 4090.6283 | 3417.5142 | 2958.9959 | 2954.0359 | 2699.3585 | 3290.2143 | 3410.5217 | 3231.487 | 2720.5988 | 4072.9413 | 3424.9892 | 2954.0695 | 2951.5509
VIC1 | Hydrogen Turbine | 0 | 0 | 0 | 0 | 0 | 0 | 0 | 0 | 0 | 0 | 0 | 0 | 0 | 0 | 0 | 0 | 0 | 0 | 0 | 0 | 0 | 0 | 0 | 0 | 0 | 0
VIC1 | Wind | 10963.2456 | 13450.8565 | 15468.6265 | 24327.2254 | 25391.51 | 31331.4841 | 33374.3128 | 38548.2936 | 37127.9582 | 39931.3522 | 42137.4952 | 47584.8911 | 51647.3872 | 50696.9516 | 55330.6758 | 55123.5915 | 58360.7988 | 53614.4301 | 55714.6333 | 55606.2947 | 57849.5633 | 57684.9656 | 54852.3177 | 57254.0512 | 54523.5589 | 57483.265
VIC1 | Solar PV | 2184.7097 | 2412.1238 | 2372.2835 | 2760.6563 | 2687.6171 | 3008.2184 | 3161.9556 | 3073.0498 | 6195.6989 | 6106.0666 | 5821.4781 | 6027.4124 | 6125.2151 | 5571.7724 | 5987.8588 | 6734.9521 | 6411.0149 | 8791.1018 | 8725.0513 | 10045.8509 | 10700.1269 | 11014.2437 | 10324.7139 | 10597.5607 | 10903.7817 | 10192.7194
VIC1 | Grid Battery | 140.7458 | 403.7819 | 673.111 | 1219.3315 | 1021.8327 | 1090.5283 | 1152.7564 | 1425.7365 | 2047.8363 | 2047.848 | 2403.0055 | 2415.358 | 2401.1102 | 2086.7564 | 2123.2049 | 2138.1067 | 1959.4335 | 2085.8467 | 2049.6299 | 2061.4819 | 2118.8224 | 2168.7604 | 1917.6058 | 1511.8634 | 1530.0388 | 1390.8498
VIC1 | Pumped Hydro | 0 | 0 | 0 | 0 | 1002.9784 | 1118.8457 | 1137.642 | 1117.6658 | 1137.498 | 1053.6388 | 1436.9498 | 1422.05 | 1496.3416 | 1391.0821 | 1319.7919 | 1382.7024 | 1262.3557 | 1355.1844 | 1273.938 | 1346.327 | 1380.3942 | 1413.7626 | 1229.7577 | 1020.824 | 990.5931 | 934.8578
VIC1 | Coordinated CER storage | 83.6936 | 171.5729 | 287.7714 | 390.2746 | 428.5867 | 632.4525 | 806.7833 | 948.8297 | 1134.8988 | 1364.0146 | 1585.2508 | 1859.0631 | 2144.2124 | 2115.8714 | 2506.5995 | 2813.7482 | 2860.2471 | 3427.1397 | 3659.8099 | 4123.0806 | 4642.7804 | 5172.2336 | 4766.7405 | 5195.0101 | 5592.173 | 5420.1397
Total excluding storage |  | 44857.2494 | 43293.3845 | 43992.1615 | 41834.3871 | 44201.8044 | 46358.8521 | 45527.7256 | 51018.2415 | 53112.5742 | 56601.5792 | 60313.0579 | 65515.7462 | 69446.4105 | 69158.3418 | 73625.717 | 74566.2758 | 76455.1169 | 76047.2717 | 77164.8435 | 81018.8414 | 83215.1922 | 83341.6423 | 80694.1322 | 81657.7706 | 80606.2833 | 81576.3924
Region | Technology | 2024-25 | 2025-26 | 2026-27 | 2027-28 | 2028-29 | 2029-30 | 2030-31 | 2031-32 | 2032-33 | 2033-34 | 2034-35 | 2035-36 | 2036-37 | 2037-38 | 2038-39 | 2039-40 | 2040-41 | 2041-42 | 2042-43 | 2043-44 | 2044-45 | 2045-46 | 2046-47 | 2047-48 | 2048-49 | 2049-50
SA1 | Black Coal | 0 | 0 | 0 | 0 | 0 | 0 | 0 | 0 | 0 | 0 | 0 | 0 | 0 | 0 | 0 | 0 | 0 | 0 | 0 | 0 | 0 | 0 | 0 | 0 | 0 | 0
SA1 | Brown Coal | 0 | 0 | 0 | 0 | 0 | 0 | 0 | 0 | 0 | 0 | 0 | 0 | 0 | 0 | 0 | 0 | 0 | 0 | 0 | 0 | 0 | 0 | 0 | 0 | 0 | 0
SA1 | CCGT | 1057.1498 | 1581.1089 | 1631.6722 | 2174.3533 | 2005.2359 | 1917.8068 | 2213.3732 | 1737.6046 | 1969.1262 | 1948.7946 | 1860.502 | 1641.5764 | 1480.9839 | 0.0012764 | 0.0012483 | 0.0012324 | 0.0012048 | 0.0012079 | 0.0012164 | 0.0012167 | 0.0011619 | 0.001167 | 0.001185 | 0.0011743 | 0.001166 | 0.001148
SA1 | Gas - Steam | 31.1903 | 251.7077 | 0 | 0 | 0 | 0 | 0 | 0 | 0 | 0 | 0 | 0 | 0 | 0 | 0 | 0 | 0 | 0 | 0 | 0 | 0 | 0 | 0 | 0 | 0 | 0
SA1 | OCGT / Diesel | 99.0078 | 8.9158 | 186.2021 | 1273.7227 | 807.6718 | 1201.3254 | 1299.8164 | 1271.3887 | 1816.9867 | 1794.2285 | 2231.2517 | 1521.3812 | 1586.1643 | 2477.6873 | 2705.718 | 3081.3922 | 2685.7725 | 2885.4924 | 2618.1388 | 3122.6215 | 1873.9187 | 1562.2341 | 1425.3558 | 1428.9233 | 1463.8828 | 1279.3399
SA1 | Hydro | 0 | 0 | 0 | 0 | 0 | 0 | 0 | 0 | 0 | 0 | 0 | 0 | 0 | 0 | 0 | 0 | 0 | 0 | 0 | 0 | 0 | 0 | 0 | 0 | 0 | 0
SA1 | Hydrogen Turbine | 0 | 4.2748e-05 | 10.5569 | 3.4431 | 1.7888 | 2.5903e-05 | 2.6694e-05 | 2.6931e-05 | 3.8641 | 3.5092e-05 | 7.4129 | 10.1403 | 4.5159 | 4.531 | 7.0321e-05 | 16.1266 | 11.058 | 73.4925 | 29.1204 | 133.6857 | 133.5229 | 337.4506 | 365.3301 | 426.0483 | 470.428 | 434.8537
SA1 | Wind | 6445.1527 | 6744.6204 | 9884.241 | 9888.9886 | 11104.2966 | 13905.2474 | 14100.6951 | 15037.3967 | 14722.7324 | 14735.509 | 13925.1915 | 15591.179 | 15630.4231 | 15567.8621 | 15946.8853 | 14976.6781 | 15788.7483 | 14616.6283 | 14685.2524 | 13545.6568 | 15297.3292 | 14779.054 | 16169.2038 | 17208.0468 | 17142.8346 | 18408.0074
SA1 | Solar PV | 1251.239 | 1641.2562 | 2011.8637 | 2430.3701 | 2359.1491 | 2374.372 | 2399.7294 | 2308.9261 | 2310.1644 | 2288.5209 | 2274.5851 | 2272.7703 | 2364.2335 | 3672.2314 | 3873.6668 | 4139.8322 | 4946.6496 | 7399.278 | 8080.3963 | 9063.1037 | 8887.7104 | 9209.7869 | 9373.1749 | 9225.5558 | 9436.0025 | 8971.5667
SA1 | Grid Battery | 208.7821 | 185.2162 | 206.2502 | 206.3681 | 189.646 | 194.3943 | 186.1134 | 174.2251 | 210.5795 | 209.0993 | 186.1226 | 183.7547 | 184.0256 | 302.4739 | 296.7287 | 311.5804 | 284.6016 | 1653.9921 | 1768.5442 | 1798.1488 | 1939.4953 | 2054.6361 | 1744.1788 | 1604.7939 | 1685.7894 | 1403.9758
SA1 | Pumped Hydro | 0 | 0 | 0 | 0 | 0.00084595 | 0.00091975 | 0.0011782 | 0.0012537 | 0.0020334 | 0.0020112 | 0.002093 | 0.0024634 | 0.0025017 | 0.0028131 | 0.0029041 | 0.003012 | 0.0031041 | 0.003364 | 0.0035225 | 0.0037513 | 0.0050269 | 0.0050248 | 0.004791 | 0.0049076 | 0.0049692 | 0.0051015
SA1 | Coordinated CER storage | 79.8841 | 101.1306 | 150.4199 | 195.8574 | 232.2062 | 320.9062 | 396.0463 | 452.8278 | 550.1054 | 652.8312 | 725.0404 | 839.0298 | 956.1854 | 1013.6542 | 1150.3526 | 1283.5262 | 1322.1704 | 1559.1907 | 1705.9223 | 1830.4625 | 1945.9464 | 2218.8158 | 2201.7222 | 2308.6061 | 2489.9089 | 2391.5314
Total excluding storage |  | 9172.4059 | 10513.9559 | 14081.2059 | 16173.1033 | 16699.9952 | 19914.053 | 20595.775 | 20982.3702 | 21583.5609 | 21628.9856 | 21210.1083 | 22059.8342 | 22206.5343 | 23038.4441 | 23973.3556 | 23809.1398 | 25039.0048 | 28188.0786 | 28887.379 | 29493.684 | 30077.9292 | 30161.9837 | 31278.9714 | 32201.9803 | 32688.8523 | 32889.281
Region | Technology | 2024-25 | 2025-26 | 2026-27 | 2027-28 | 2028-29 | 2029-30 | 2030-31 | 2031-32 | 2032-33 | 2033-34 | 2034-35 | 2035-36 | 2036-37 | 2037-38 | 2038-39 | 2039-40 | 2040-41 | 2041-42 | 2042-43 | 2043-44 | 2044-45 | 2045-46 | 2046-47 | 2047-48 | 2048-49 | 2049-50
TAS1 | Black Coal | 0 | 0 | 0 | 0 | 0 | 0 | 0 | 0 | 0 | 0 | 0 | 0 | 0 | 0 | 0 | 0 | 0 | 0 | 0 | 0 | 0 | 0 | 0 | 0 | 0 | 0
TAS1 | Brown Coal | 0 | 0 | 0 | 0 | 0 | 0 | 0 | 0 | 0 | 0 | 0 | 0 | 0 | 0 | 0 | 0 | 0 | 0 | 0 | 0 | 0 | 0 | 0 | 0 | 0 | 0
TAS1 | CCGT | 0 | 0 | 0.0001347 | 0.00022611 | 0.00021554 | 0.00031239 | 0.00034474 | 0.0003326 | 0.00034956 | 0.00034733 | 0.00031119 | 0.0003043 | 0.00030535 | 0.00030723 | 0.0003083 | 0.0003108 | 0.00030996 | 0.00031116 | 0.00031262 | 0.0003146 | 0.00032817 | 0.00032891 | 0.00033679 | 0.00035216 | 0.00037101 | 0.00037086
TAS1 | Gas - Steam | 0 | 0 | 0 | 0 | 0 | 0 | 0 | 0 | 0 | 0 | 0 | 0 | 0 | 0 | 0 | 0 | 0 | 0 | 0 | 0 | 0 | 0 | 0 | 0 | 0 | 0
TAS1 | OCGT / Diesel | 0.00010961 | 0.00012053 | 0.00013522 | 0.68447 | 2.4554 | 0.0081201 | 0.01925 | 1.1275 | 5.851 | 1.482 | 0.33301 | 0.21804 | 1.1689 | 0.00024028 | 0.09687 | 0.15574 | 0.0001887 | 0.22532 | 0.28844 | 0.00020202 | 0.0002604 | 1.3448 | 0.00022696 | 0.00024776 | 0.00025305 | 0.00024482
TAS1 | Hydro | 7447.4107 | 10586.7797 | 9626.3251 | 8914.7682 | 9034.6573 | 8460.1102 | 8309.3291 | 8337.5539 | 8220.3765 | 8419.3482 | 9250.9577 | 8785.7892 | 8343.8464 | 8895.4011 | 8255.522 | 8129.1598 | 7446.0039 | 7926.3534 | 7871.852 | 7661.9763 | 7271.5157 | 6754.9345 | 7612.3544 | 7019.0351 | 7464.3886 | 6624.9054
TAS1 | Hydrogen Turbine | 0 | 0 | 0 | 0 | 0 | 0 | 0 | 0 | 0 | 0 | 0 | 0 | 0 | 0 | 0 | 0 | 0 | 0 | 0 | 0 | 0 | 0 | 0 | 0 | 0 | 0
TAS1 | Wind | 1810.8653 | 2203.6191 | 3325.459 | 4846.4327 | 5699.3521 | 6967.9533 | 7470.3773 | 8060.712 | 8689.7217 | 8383.3754 | 8924.5952 | 9183.2158 | 9741.5078 | 9566.4481 | 9802.7101 | 9391.6655 | 9704.9544 | 9504.7666 | 9202.6379 | 9639.2803 | 9532.2604 | 9929.7879 | 9715.3697 | 9806.3623 | 9283.7968 | 9599.4352
TAS1 | Solar PV | 0 | 0.00034736 | 0.00036046 | 0.00035534 | 0.00031476 | 0.00046148 | 0.00054947 | 0.00048079 | 0.00063205 | 0.00070578 | 0.00053063 | 0.00052484 | 0.00051589 | 0.00045556 | 0.00068174 | 0.0023837 | 0.0022117 | 0.0023106 | 0.0026899 | 0.0024489 | 0.0025837 | 0.0025395 | 0.0022234 | 0.0025148 | 0.0027107 | 0.0024438
TAS1 | Grid Battery | 0 | 0.0014236 | 0.001633 | 0.002035 | 0.0022545 | 0.0023865 | 0.0027374 | 0.0042 | 0.0041234 | 0.0045339 | 0.0075151 | 0.0084805 | 0.0092022 | 0.0098774 | 0.010833 | 0.011839 | 0.013011 | 0.014265 | 0.015409 | 0.016657 | 0.018248 | 0.019878 | 0.021547 | 0.023656 | 0.024415 | 0.02768
TAS1 | Pumped Hydro | 0 | 0 | 0 | 0 | 0.0020536 | 0.0021781 | 0.0029731 | 0.0035205 | 0.0033223 | 0.00338 | 0.0053149 | 0.0057377 | 0.0057743 | 0.0058562 | 0.0060168 | 0.0064086 | 0.0067941 | 0.0073248 | 0.0078572 | 0.0084154 | 0.0096158 | 0.010055 | 0.010505 | 0.011781 | 0.011944 | 0.012772
TAS1 | Coordinated CER storage | 0.55227 | 2.4366 | 4.4923 | 8.2234 | 11.6954 | 16.3772 | 26.2143 | 35.046 | 46.0262 | 49.4567 | 66.5893 | 76.1471 | 90.2884 | 93.1452 | 108.7724 | 149.7153 | 160.0509 | 180.7407 | 199.4959 | 215.27 | 263.5864 | 285.7899 | 231.5071 | 279.5307 | 275.9332 | 305.7392
Total excluding storage |  | 9258.8284 | 12792.8373 | 12956.2787 | 13770.1114 | 14748.1651 | 15444.4542 | 15805.9466 | 16434.448 | 16961.9838 | 16853.6712 | 18242.4889 | 18045.3852 | 18176.8274 | 18555.0112 | 18167.1191 | 17670.7173 | 17311.0318 | 17612.1103 | 17274.3005 | 17516.5546 | 17067.3935 | 16971.8897 | 17559.266 | 17104.9667 | 17024.1583 | 16530.1233
Explicitly modelled pumping
Region | Technology | 2024-25 | 2025-26 | 2026-27 | 2027-28 | 2028-29 | 2029-30 | 2030-31 | 2031-32 | 2032-33 | 2033-34 | 2034-35 | 2035-36 | 2036-37 | 2037-38 | 2038-39 | 2039-40 | 2040-41 | 2041-42 | 2042-43 | 2043-44 | 2044-45 | 2045-46 | 2046-47 | 2047-48 | 2048-49 | 2049-50
NEM | Grid Battery pump | 797.5964 | 1241.5555 | 1609.3093 | 3133.105 | 2695.7772 | 2926.4013 | 2990.2194 | 3276.4646 | 4565.8128 | 4568.5793 | 4892.1174 | 5272.9896 | 5276.7849 | 5340.2205 | 5583.9835 | 6722.2363 | 6840.3444 | 13025.0019 | 16204.953 | 15899.3152 | 16379.6053 | 17854.8165 | 14916.8389 | 13801.713 | 15009.2752 | 14093.9755
NEM | Pumped Hydro Pump | 2331.2076 | 3391.1973 | 3894.6324 | 3569.8525 | 8036.6564 | 11592.1435 | 19285.322 | 20705.9053 | 20124.6706 | 20946.9173 | 21021.9955 | 21148.3557 | 21236.1714 | 20654.7868 | 19399.8459 | 19381.1374 | 18547.3228 | 19147.9352 | 19200.6641 | 17945.2397 | 18756.1733 | 18914.8287 | 17243.0823 | 14739.6208 | 13863.8487 | 12742.7679
NEM | Coordinated CER storage pump | 409.3956 | 757.5749 | 1245.9073 | 1788.609 | 2147.9075 | 3258.3044 | 4167.0713 | 5067.9172 | 6180.7598 | 7379.5858 | 8507.2689 | 10038.4519 | 11525.9371 | 12027.9166 | 14359.4663 | 15873.3786 | 16919.4349 | 19354.0966 | 21169.6363 | 22765.2913 | 25215.5267 | 27983.9459 | 27249.2159 | 29896.0733 | 31487.92 | 32086.0485
Region | Technology | 2024-25 | 2025-26 | 2026-27 | 2027-28 | 2028-29 | 2029-30 | 2030-31 | 2031-32 | 2032-33 | 2033-34 | 2034-35 | 2035-36 | 2036-37 | 2037-38 | 2038-39 | 2039-40 | 2040-41 | 2041-42 | 2042-43 | 2043-44 | 2044-45 | 2045-46 | 2046-47 | 2047-48 | 2048-49 | 2049-50
NSW1 | Grid Battery pump | 186.5034 | 354.7827 | 373.0195 | 1244.8268 | 1086.9532 | 1210.3015 | 1219.9536 | 1192.1409 | 1175.2058 | 1159.9818 | 1117.6605 | 1155.2112 | 1133.33 | 1035.0541 | 1091.0449 | 1106.8761 | 1064.4153 | 1852.4832 | 1944.7441 | 1824.0957 | 1973.0892 | 2034.6653 | 1745.7105 | 1045.82 | 2332.0868 | 2140.859
NSW1 | Pumped Hydro Pump | 1342.1745 | 1847.582 | 2270.284 | 2055.5908 | 5457.9536 | 8686.5356 | 11409.0442 | 12111.0861 | 11867.4178 | 12136.8779 | 11840.5297 | 12373.8481 | 12251.1784 | 12390.498 | 10583.6009 | 10785.4927 | 10221.0906 | 10860.1533 | 10931.136 | 9851.4379 | 10495.4256 | 10695.4763 | 10183.7552 | 8215.3504 | 7928.4539 | 7335.2856
NSW1 | Coordinated CER storage pump | 139.2418 | 271.9165 | 456.7916 | 682.2214 | 837.4493 | 1276.1929 | 1655.9338 | 2010.2708 | 2455.2311 | 2894.7991 | 3347.2031 | 4038.8415 | 4589.8358 | 4861.7336 | 5889.3421 | 6516.3774 | 6880.5488 | 7838.384 | 8398.3018 | 8896.8025 | 9975.6561 | 10945.35 | 10831.1117 | 11809.169 | 12566.8808 | 12682.6504
Region | Technology | 2024-25 | 2025-26 | 2026-27 | 2027-28 | 2028-29 | 2029-30 | 2030-31 | 2031-32 | 2032-33 | 2033-34 | 2034-35 | 2035-36 | 2036-37 | 2037-38 | 2038-39 | 2039-40 | 2040-41 | 2041-42 | 2042-43 | 2043-44 | 2044-45 | 2045-46 | 2046-47 | 2047-48 | 2048-49 | 2049-50
QLD1 | Grid Battery pump | 196.0155 | 188.9192 | 199.9898 | 201.8757 | 184.2362 | 199.6831 | 190.7589 | 195.3573 | 725.6488 | 750.4061 | 714.3466 | 1055.5511 | 1091.9256 | 1482.0505 | 1622.3901 | 2731.9314 | 3113.4266 | 6733.4768 | 9698.7247 | 9488.8594 | 9575.6743 | 10775.0008 | 8828.801 | 9024.1672 | 8858.7622 | 8622.1659
QLD1 | Pumped Hydro Pump | 989.0331 | 1543.6152 | 1624.3484 | 1514.2617 | 1258.9907 | 1417.6888 | 6395.1246 | 7113.2491 | 6769.2805 | 7411.3661 | 7297.6556 | 6910.963 | 7003.795 | 6446.2227 | 7074.9202 | 6781.032 | 6643.3687 | 6526.4864 | 6580.012 | 6335.5698 | 6444.4204 | 6337.2626 | 5463.0607 | 5159.2029 | 4653.8167 | 4177.3826
QLD1 | Coordinated CER storage pump | 77.289 | 161.3722 | 269.2039 | 405.2634 | 521.1782 | 840.2073 | 1066.242 | 1366.1633 | 1687.0854 | 2055.2315 | 2361.0395 | 2740.2868 | 3181.3199 | 3375.8329 | 4023.212 | 4377.1968 | 4908.4997 | 5458.3981 | 6198.987 | 6631.4612 | 7179.5017 | 7976.4855 | 7981.5394 | 8892.128 | 9126.2138 | 9853.5039
Region | Technology | 2024-25 | 2025-26 | 2026-27 | 2027-28 | 2028-29 | 2029-30 | 2030-31 | 2031-32 | 2032-33 | 2033-34 | 2034-35 | 2035-36 | 2036-37 | 2037-38 | 2038-39 | 2039-40 | 2040-41 | 2041-42 | 2042-43 | 2043-44 | 2044-45 | 2045-46 | 2046-47 | 2047-48 | 2048-49 | 2049-50
VIC1 | Grid Battery pump | 167.6792 | 477.1209 | 791.8943 | 1440.5248 | 1199.9091 | 1284.7787 | 1359.025 | 1681.9645 | 2414.0938 | 2409.1615 | 2838.5061 | 2843.3798 | 2832.3133 | 2461.1093 | 2514.0409 | 2511.8101 | 2320.5175 | 2449.8727 | 2425.9394 | 2425.1427 | 2493.6622 | 2566.4397 | 2250.8525 | 1790.4739 | 1796.4255 | 1639.6426
VIC1 | Pumped Hydro Pump | 0 | 0 | 0 | 0 | 1319.7084 | 1487.9151 | 1481.1477 | 1481.5637 | 1487.9654 | 1398.6663 | 1883.8004 | 1863.5338 | 1981.1871 | 1818.0547 | 1741.3131 | 1814.6004 | 1682.8504 | 1761.2816 | 1689.5011 | 1758.2161 | 1816.3081 | 1882.07 | 1596.2462 | 1365.0455 | 1281.5559 | 1230.0761
VIC1 | Coordinated CER storage pump | 98.4631 | 202.1095 | 338.0019 | 460.3893 | 502.9768 | 744.0617 | 949.1568 | 1117.3315 | 1337.0297 | 1603.564 | 1867.7133 | 2182.6635 | 2522.6029 | 2489.2605 | 2961.1516 | 3298.0808 | 3380.2458 | 4016.6797 | 4324.2526 | 4836.3028 | 5457.881 | 6109.3693 | 5583.541 | 6140.3177 | 6550.4856 | 6376.6348
Region | Technology | 2024-25 | 2025-26 | 2026-27 | 2027-28 | 2028-29 | 2029-30 | 2030-31 | 2031-32 | 2032-33 | 2033-34 | 2034-35 | 2035-36 | 2036-37 | 2037-38 | 2038-39 | 2039-40 | 2040-41 | 2041-42 | 2042-43 | 2043-44 | 2044-45 | 2045-46 | 2046-47 | 2047-48 | 2048-49 | 2049-50
SA1 | Grid Battery pump | 247.3983 | 220.731 | 244.4038 | 245.8752 | 224.6761 | 231.635 | 220.4786 | 206.997 | 250.8595 | 249.0245 | 221.5952 | 218.8375 | 219.2052 | 361.9948 | 356.4948 | 371.6046 | 341.9695 | 1989.1522 | 2135.5265 | 2161.1976 | 2337.1578 | 2478.6871 | 2091.4493 | 1941.2237 | 2021.9716 | 1691.275
SA1 | Pumped Hydro Pump | 0 | 0 | 0 | 0 | 0.0011131 | 0.0012159 | 0.0015457 | 0.0016508 | 0.0026783 | 0.0026478 | 0.0027484 | 0.0032401 | 0.0032973 | 0.0036958 | 0.0038318 | 0.0039526 | 0.0041028 | 0.004408 | 0.0046494 | 0.004926 | 0.0066175 | 0.0066323 | 0.0062749 | 0.0064873 | 0.0065086 | 0.0067219
SA1 | Coordinated CER storage pump | 93.7519 | 119.311 | 176.6308 | 231.0167 | 272.5874 | 378.5743 | 464.8992 | 532.7386 | 647.444 | 767.8102 | 852.9541 | 987.094 | 1125.3825 | 1192.0758 | 1357.7377 | 1505.6491 | 1560.789 | 1829.0474 | 2012.3569 | 2148.155 | 2292.7419 | 2614.7164 | 2582.4637 | 2724.8744 | 2920.4371 | 2813.5663
Region | Technology | 2024-25 | 2025-26 | 2026-27 | 2027-28 | 2028-29 | 2029-30 | 2030-31 | 2031-32 | 2032-33 | 2033-34 | 2034-35 | 2035-36 | 2036-37 | 2037-38 | 2038-39 | 2039-40 | 2040-41 | 2041-42 | 2042-43 | 2043-44 | 2044-45 | 2045-46 | 2046-47 | 2047-48 | 2048-49 | 2049-50
TAS1 | Grid Battery pump | 0 | 0.0016926 | 0.0019401 | 0.0024202 | 0.0026785 | 0.0028378 | 0.0032528 | 0.0049952 | 0.0049027 | 0.0053898 | 0.0089329 | 0.010079 | 0.010939 | 0.011739 | 0.012877 | 0.014072 | 0.015467 | 0.016955 | 0.018317 | 0.019798 | 0.021689 | 0.023631 | 0.02561 | 0.02812 | 0.02901 | 0.032908
TAS1 | Pumped Hydro Pump | 0 | 0 | 0 | 0 | 0.0027025 | 0.0028837 | 0.0038986 | 0.0046607 | 0.0043655 | 0.0044457 | 0.0069945 | 0.0075461 | 0.0076054 | 0.0077008 | 0.0079207 | 0.0084257 | 0.0089554 | 0.009634 | 0.010345 | 0.011073 | 0.012619 | 0.013273 | 0.013809 | 0.015523 | 0.015658 | 0.016837
TAS1 | Coordinated CER storage pump | 0.64973 | 2.8656 | 5.2791 | 9.7181 | 13.7158 | 19.2682 | 30.8395 | 41.413 | 53.9697 | 58.181 | 78.359 | 89.5661 | 106.796 | 109.0139 | 128.0229 | 176.0745 | 189.3516 | 211.5874 | 235.738 | 252.5698 | 309.746 | 338.0247 | 270.5601 | 329.5842 | 323.9027 | 359.6931

## BaseCase_Capacity
Installed capacity by technology (MW) - BaseCase, Step Change scenario
Capacity calculated on 1 July. In early study years some wind and solar projects enter later in the financial year and are therefore reflected in the following financial year's capacity.
Explicitly modelled generation
Region | Technology | 2024-25 | 2025-26 | 2026-27 | 2027-28 | 2028-29 | 2029-30 | 2030-31 | 2031-32 | 2032-33 | 2033-34 | 2034-35 | 2035-36 | 2036-37 | 2037-38 | 2038-39 | 2039-40 | 2040-41 | 2041-42 | 2042-43 | 2043-44 | 2044-45 | 2045-46 | 2046-47 | 2047-48 | 2048-49 | 2049-50
NEM | Black Coal | 16456 | 16456 | 13576 | 9316.3988 | 8478.9245 | 5295.0681 | 4334.8468 | 3238.7965 | 3238.7938 | 1841.5618 | 1841.5618 | 1181.5635 | 1181.5594 | 1181.5592 | 0.0012023 | 0.0011984 | 0.00047587 | 0.00042331 | 0.00032094 | 0.00021721 | 0.00010467 | 0.00010456 | 0 | 0 | 0 | 0
NEM | Brown Coal | 4835 | 4835 | 4835 | 1342.9118 | 1295.1421 | 580.0002 | 0.00038936 | 0.00022078 | 0.00022075 | 0 | 0 | 0 | 0 | 0 | 0 | 0 | 0 | 0 | 0 | 0 | 0 | 0 | 0 | 0 | 0 | 0
NEM | CCGT | 2954.9 | 2954.9 | 2774.9 | 2774.9004 | 2774.9006 | 2774.9006 | 2774.9006 | 2774.9006 | 2774.9007 | 2774.9007 | 2774.9007 | 2774.9007 | 2389.9007 | 1860.9007 | 1860.9007 | 1716.5007 | 1716.5007 | 1716.5007 | 1716.5007 | 1276.5007 | 1276.5007 | 632.0007 | 388.0007 | 388.0007 | 388.0007 | 388.0007
NEM | Gas - Steam | 1300 | 1300 | 500 | 500 | 500 | 500 | 500 | 500 | 500 | 500 | 500 | 500 | 500 | 500 | 500 | 0 | 0 | 0 | 0 | 0 | 0 | 0 | 0 | 0 | 0 | 0
NEM | OCGT / Diesel | 8132.159 | 8132.1591 | 8132.1591 | 8209.87 | 8209.8714 | 8209.8714 | 7827.3714 | 7827.3715 | 8018.674 | 7425.174 | 7681.5335 | 9612.7299 | 9612.7299 | 11651.017 | 11651.0171 | 11211.0171 | 11091.0171 | 11430.4654 | 11336.4655 | 12256.3814 | 12075.9574 | 12075.9576 | 11372.9576 | 10788.9577 | 12667.5726 | 12148.5727
NEM | Hydro | 7705.32 | 7705.32 | 7705.32 | 7705.32 | 7705.32 | 7705.32 | 7705.32 | 7705.32 | 7705.32 | 7705.32 | 7705.32 | 7705.32 | 7705.32 | 7618.92 | 7618.92 | 7618.92 | 7618.92 | 7618.92 | 7552.92 | 7552.92 | 7552.92 | 7552.92 | 7552.92 | 7552.92 | 7552.92 | 7552.92
NEM | Hydrogen Turbine | 0 | 200 | 400 | 400 | 400 | 400 | 400 | 400 | 400 | 400 | 400 | 400 | 400 | 400 | 400 | 400 | 400 | 400 | 400 | 400 | 400 | 400 | 400 | 400 | 400 | 400
NEM | Wind | 11633.548 | 19166.0431 | 23655.9607 | 26738.896 | 35228.217 | 40369.5114 | 42763.1358 | 44992.6754 | 49918.3712 | 54625.4032 | 55693.9448 | 56758.8672 | 59616.8324 | 62533.3227 | 62977.1691 | 63858.6492 | 63667.5942 | 63688.9916 | 64515.7227 | 63660.3217 | 63390.9248 | 63299.8454 | 66993.8611 | 67351.8258 | 67467.236 | 67308.3216
NEM | Solar PV | 10219.991 | 11900.9912 | 11900.9923 | 12042.9102 | 12737.3368 | 15867.3551 | 17452.5603 | 19269.6732 | 21180.2395 | 23158.4454 | 23719.9674 | 23754.6123 | 23915.1016 | 30330.0119 | 34032.6585 | 35538.3725 | 40573.6751 | 44674.0366 | 50385.2407 | 54927.0702 | 54576.7246 | 57351.7594 | 63887.5545 | 64196.5496 | 67333.8137 | 73204.0818
NEM | Grid Battery | 1221.4 | 1431.4048 | 1781.4065 | 2534.9755 | 2534.9781 | 2534.9788 | 2810.6791 | 3112.7807 | 3941.2606 | 3885.931 | 5007.6268 | 5148.107 | 5098.1074 | 5394.5106 | 5394.511 | 5894.0053 | 6025.2473 | 8325.4384 | 9495.0247 | 9261.6283 | 9506.4729 | 9686.5472 | 9686.5467 | 8932.9796 | 9778.7058 | 9758.7073
NEM | Pumped Hydro | 810 | 1060 | 1060 | 1060 | 3249.9138 | 3249.914 | 7287.9145 | 7287.9146 | 7287.9154 | 7287.9155 | 7465.1198 | 7465.1209 | 7465.121 | 7472.4204 | 7472.4205 | 7472.4206 | 7472.4207 | 7472.4214 | 7472.4218 | 7472.4222 | 7472.4233 | 7472.4236 | 7472.4238 | 7472.4242 | 7472.4267 | 7472.4268
NEM | Coordinated CER storage | 465.4 | 865.1 | 1338.8 | 1937.1 | 2620.4 | 3743.8 | 4770.56 | 5846.4999 | 7042.35 | 8361.45 | 9839.51 | 11464.66 | 12977.3898 | 14627.4599 | 16413.7502 | 18060.0897 | 19750.6799 | 21472.39 | 23272.06 | 25126.7602 | 27101.79 | 29164.1801 | 31151.9003 | 33201.5701 | 35298.1697 | 37297.0608
Total excluding storage |  | 65733.718 | 76006.9183 | 77660.5386 | 74563.2827 | 85735.0043 | 91230.7197 | 98627.2889 | 102955.9326 | 112007.8254 | 117966.1016 | 122629.4847 | 126765.8814 | 130862.0621 | 143570.1225 | 148321.3483 | 151769.9763 | 158316.0555 | 166799.1645 | 176146.3564 | 181934.005 | 183353.7138 | 187635.634 | 198906.1648 | 200285.2277 | 208358.8453 | 215530.0917
Region | Technology | 2024-25 | 2025-26 | 2026-27 | 2027-28 | 2028-29 | 2029-30 | 2030-31 | 2031-32 | 2032-33 | 2033-34 | 2034-35 | 2035-36 | 2036-37 | 2037-38 | 2038-39 | 2039-40 | 2040-41 | 2041-42 | 2042-43 | 2043-44 | 2044-45 | 2045-46 | 2046-47 | 2047-48 | 2048-49 | 2049-50
NSW1 | Black Coal | 8330 | 8330 | 5450 | 4739.0439 | 3901.5698 | 1612.2269 | 1612.2248 | 1538.269 | 1538.269 | 1389.9998 | 1389.9998 | 730.0044 | 730.0002 | 730.0001 | 0.00045399 | 0.00045342 | 0 | 0 | 0 | 0 | 0 | 0 | 0 | 0 | 0 | 0
NSW1 | Brown Coal | 0 | 0 | 0 | 0 | 0 | 0 | 0 | 0 | 0 | 0 | 0 | 0 | 0 | 0 | 0 | 0 | 0 | 0 | 0 | 0 | 0 | 0 | 0 | 0 | 0 | 0
NSW1 | CCGT | 440 | 440 | 440 | 440.0002 | 440.0002 | 440.0002 | 440.0002 | 440.0002 | 440.0002 | 440.0002 | 440.0002 | 440.0002 | 440.0002 | 440.0002 | 440.0002 | 440.0002 | 440.0002 | 440.0002 | 440.0002 | 0.0002426 | 0.00024261 | 0.00024261 | 0.00024262 | 0.00024263 | 0.00024265 | 0.00024267
NSW1 | Gas - Steam | 0 | 0 | 0 | 0 | 0 | 0 | 0 | 0 | 0 | 0 | 0 | 0 | 0 | 0 | 0 | 0 | 0 | 0 | 0 | 0 | 0 | 0 | 0 | 0 | 0 | 0
NSW1 | OCGT / Diesel | 2638.999 | 2638.9991 | 2638.9991 | 2638.9992 | 2638.9993 | 2638.9993 | 2638.9993 | 2638.9993 | 2638.9996 | 2638.9996 | 2638.9996 | 2638.9998 | 2638.9998 | 3444.8183 | 3444.8183 | 3444.8183 | 3444.8183 | 3444.8183 | 3444.8183 | 3444.8183 | 2595.8193 | 2595.8193 | 2595.8193 | 2595.8193 | 2595.8194 | 2595.8194
NSW1 | Hydro | 2525 | 2525 | 2525 | 2525 | 2525 | 2525 | 2525 | 2525 | 2525 | 2525 | 2525 | 2525 | 2525 | 2525 | 2525 | 2525 | 2525 | 2525 | 2525 | 2525 | 2525 | 2525 | 2525 | 2525 | 2525 | 2525
NSW1 | Hydrogen Turbine | 0 | 0 | 0 | 0 | 0 | 0 | 0 | 0 | 0 | 0 | 0 | 0 | 0 | 0 | 0 | 0 | 0 | 0 | 0 | 0 | 0 | 0 | 0 | 0 | 0 | 0
NSW1 | Wind | 2616.72 | 6907.3133 | 7469.0053 | 7876.4212 | 11333.3439 | 12373.7114 | 12850.8756 | 13519.8372 | 14858.7116 | 14858.7117 | 15226.6863 | 15234.3868 | 15924.3634 | 16037.7172 | 15835.2396 | 15923.8871 | 16048.8615 | 16070.2583 | 16246.9309 | 15860.0283 | 16459.6136 | 17256.6627 | 17104.8939 | 17104.8944 | 17165.4871 | 17689.8997
NSW1 | Solar PV | 4365.013 | 5267.0132 | 5267.0135 | 5267.0142 | 5892.4066 | 9022.4239 | 9223.0592 | 9620.1291 | 9620.1291 | 10334.3408 | 10334.3408 | 10334.3408 | 10334.3408 | 13835.0115 | 15858.5551 | 16254.3592 | 16395.2422 | 17141.506 | 18394.9617 | 20161.2148 | 20161.2148 | 20782.1353 | 23671.5777 | 24222.7935 | 26976.658 | 29703.9831
NSW1 | Grid Battery | 52 | 262.0022 | 262.0022 | 587.0019 | 587.0019 | 587.0019 | 587.0019 | 587.002 | 587.0036 | 587.0036 | 587.0036 | 587.0044 | 537.0045 | 537.0061 | 537.0061 | 537.0068 | 537.0069 | 848.9377 | 906.8098 | 906.81 | 906.8112 | 906.8107 | 906.8107 | 581.8112 | 1187.4415 | 1187.4416
NSW1 | Pumped Hydro | 240 | 240 | 240 | 240 | 1915 | 1915 | 3955 | 3955 | 3955 | 3955 | 3955 | 3955.0001 | 3955.0002 | 3962.2856 | 3962.2856 | 3962.2856 | 3962.2856 | 3962.2856 | 3962.2857 | 3962.2857 | 3962.2857 | 3962.2858 | 3962.2858 | 3962.2858 | 3962.2865 | 3962.2865
NSW1 | Coordinated CER storage | 160.2 | 310.8 | 499 | 735.4 | 1008 | 1443.5 | 1832.4599 | 2240.3499 | 2695.01 | 3194.3 | 3759.82 | 4368.9499 | 4937.3198 | 5552.1099 | 6216.8202 | 6811.0598 | 7416.0199 | 8029.21 | 8672.4299 | 9332.17 | 10033.6299 | 10758.6199 | 11452.2402 | 12166.3804 | 12888.2395 | 13570.7505
Total excluding storage |  | 21367.932 | 26921.1279 | 24791.0202 | 25048.8807 | 30241.3217 | 32557.8636 | 35664.6211 | 37064.5868 | 38858.1231 | 39923.3558 | 40856.8505 | 40813.6866 | 42022.0291 | 47063.949 | 48819.7256 | 49898.4175 | 50769.2346 | 52462.0162 | 54593.2365 | 56192.3273 | 56644.3748 | 58787.3339 | 62218.6279 | 63158.9848 | 67300.9322 | 71235.1811
Region | Technology | 2024-25 | 2025-26 | 2026-27 | 2027-28 | 2028-29 | 2029-30 | 2030-31 | 2031-32 | 2032-33 | 2033-34 | 2034-35 | 2035-36 | 2036-37 | 2037-38 | 2038-39 | 2039-40 | 2040-41 | 2041-42 | 2042-43 | 2043-44 | 2044-45 | 2045-46 | 2046-47 | 2047-48 | 2048-49 | 2049-50
QLD1 | Black Coal | 8126 | 8126 | 8126 | 4577.3549 | 4577.3548 | 3682.8413 | 2722.622 | 1700.5275 | 1700.5248 | 451.562 | 451.562 | 451.5591 | 451.5591 | 451.5591 | 0.00074826 | 0.00074502 | 0.00047587 | 0.00042331 | 0.00032094 | 0.00021721 | 0.00010467 | 0.00010456 | 0 | 0 | 0 | 0
QLD1 | Brown Coal | 0 | 0 | 0 | 0 | 0 | 0 | 0 | 0 | 0 | 0 | 0 | 0 | 0 | 0 | 0 | 0 | 0 | 0 | 0 | 0 | 0 | 0 | 0 | 0 | 0 | 0
QLD1 | CCGT | 1597.9 | 1597.9 | 1597.9 | 1597.9 | 1597.9002 | 1597.9002 | 1597.9002 | 1597.9002 | 1597.9002 | 1597.9002 | 1597.9002 | 1597.9002 | 1212.9002 | 1212.9002 | 1212.9002 | 1068.5002 | 1068.5002 | 1068.5002 | 1068.5002 | 1068.5002 | 1068.5002 | 424.0002 | 180.0002 | 180.0002 | 180.0002 | 180.0002
QLD1 | Gas - Steam | 0 | 0 | 0 | 0 | 0 | 0 | 0 | 0 | 0 | 0 | 0 | 0 | 0 | 0 | 0 | 0 | 0 | 0 | 0 | 0 | 0 | 0 | 0 | 0 | 0 | 0
QLD1 | OCGT / Diesel | 1954.5 | 1954.5 | 1954.5 | 1954.5 | 1954.5012 | 1954.5012 | 1954.5012 | 1954.5012 | 1954.5014 | 1531.0014 | 1787.3594 | 2638.347 | 2638.3471 | 3423.4141 | 3423.4141 | 3423.4141 | 3423.4141 | 3423.4141 | 3423.4141 | 3423.4141 | 3423.4141 | 3423.4141 | 2874.4141 | 2874.4141 | 4753.029 | 4234.029
QLD1 | Hydro | 152.4 | 152.4 | 152.4 | 152.4 | 152.4 | 152.4 | 152.4 | 152.4 | 152.4 | 152.4 | 152.4 | 152.4 | 152.4 | 66 | 66 | 66 | 66 | 66 | 0 | 0 | 0 | 0 | 0 | 0 | 0 | 0
QLD1 | Hydrogen Turbine | 0 | 0 | 200 | 200 | 200 | 200 | 200 | 200 | 200 | 200 | 200 | 200 | 200 | 200 | 200 | 200 | 200 | 200 | 200 | 200 | 200 | 200 | 200 | 200 | 200 | 200
QLD1 | Wind | 1922.408 | 3616.4641 | 6291.6493 | 6291.6493 | 9378.7095 | 10750.1856 | 11385.5336 | 12418.2896 | 14430.1128 | 18617.9622 | 18744.4926 | 18744.4929 | 19745.8563 | 21166.3356 | 21166.3356 | 21166.3356 | 21166.3356 | 21166.336 | 21258.6604 | 21126.5555 | 20673.6655 | 20642.2813 | 23027.6459 | 23027.6461 | 22971.4455 | 22971.4455
QLD1 | Solar PV | 4013.785 | 4013.785 | 4013.785 | 4013.7855 | 4013.7909 | 4013.7916 | 5398.3614 | 6824.5244 | 7294.3103 | 8558.3045 | 9119.8265 | 9154.4714 | 9314.9606 | 11304.5279 | 12718.7589 | 13086.685 | 17269.0688 | 18084.1893 | 21852.2656 | 22417.9747 | 22256.6181 | 24449.2153 | 26483.7383 | 26257.301 | 26248.7483 | 29677.9777
QLD1 | Grid Battery | 258 | 258.0007 | 258.0012 | 258.0012 | 258.0037 | 258.0037 | 258.0037 | 258.0038 | 466.7369 | 466.7369 | 466.7371 | 607.216 | 607.216 | 828.274 | 828.2741 | 1327.7674 | 1459.0085 | 2971.3969 | 4010.2555 | 4034.8583 | 4158.7788 | 4348.8548 | 4348.8546 | 4348.8548 | 4639.7499 | 4639.7502
QLD1 | Pumped Hydro | 570 | 820 | 820 | 820 | 820.0119 | 820.0119 | 2818.0119 | 2818.0119 | 2818.0121 | 2818.0122 | 2818.0122 | 2818.0128 | 2818.0128 | 2818.0265 | 2818.0265 | 2818.0265 | 2818.0266 | 2818.0266 | 2818.0266 | 2818.0268 | 2818.0268 | 2818.027 | 2818.027 | 2818.027 | 2818.0286 | 2818.0286
QLD1 | Coordinated CER storage | 85.4 | 183.3 | 289.4 | 430.3 | 601.6 | 901.9 | 1177.55 | 1461.7299 | 1774.5 | 2117.5201 | 2483.08 | 2898.57 | 3267.2099 | 3669.6901 | 4111.41 | 4524.47 | 4954.68 | 5393.3202 | 5848.2101 | 6316.2301 | 6807.3 | 7324.3101 | 7824.95 | 8342.24 | 8877.77 | 9386.2703
Total excluding storage |  | 18680.393 | 20722.3498 | 23703.6356 | 20295.891 | 23554.2722 | 24331.5355 | 27664.884 | 29385.8886 | 32388.9986 | 36511.3995 | 37821.37 | 39262.9694 | 40408.462 | 45140.7277 | 46545.1202 | 47681.1996 | 52425.0343 | 55191.1838 | 60479.3328 | 61405.56 | 61406.3037 | 63630.1029 | 67757.6301 | 68048.4833 | 70688.7715 | 74107.5015
Region | Technology | 2024-25 | 2025-26 | 2026-27 | 2027-28 | 2028-29 | 2029-30 | 2030-31 | 2031-32 | 2032-33 | 2033-34 | 2034-35 | 2035-36 | 2036-37 | 2037-38 | 2038-39 | 2039-40 | 2040-41 | 2041-42 | 2042-43 | 2043-44 | 2044-45 | 2045-46 | 2046-47 | 2047-48 | 2048-49 | 2049-50
VIC1 | Black Coal | 0 | 0 | 0 | 0 | 0 | 0 | 0 | 0 | 0 | 0 | 0 | 0 | 0 | 0 | 0 | 0 | 0 | 0 | 0 | 0 | 0 | 0 | 0 | 0 | 0 | 0
VIC1 | Brown Coal | 4835 | 4835 | 4835 | 1342.9118 | 1295.1421 | 580.0002 | 0.00038936 | 0.00022078 | 0.00022075 | 0 | 0 | 0 | 0 | 0 | 0 | 0 | 0 | 0 | 0 | 0 | 0 | 0 | 0 | 0 | 0 | 0
VIC1 | CCGT | 0 | 0 | 0 | 0 | 0 | 0 | 0 | 0 | 0 | 0 | 0 | 0 | 0 | 0 | 0 | 0 | 0 | 0 | 0 | 0 | 0 | 0 | 0 | 0 | 0 | 0
VIC1 | Gas - Steam | 500 | 500 | 500 | 500 | 500 | 500 | 500 | 500 | 500 | 500 | 500 | 500 | 500 | 500 | 500 | 0 | 0 | 0 | 0 | 0 | 0 | 0 | 0 | 0 | 0 | 0
VIC1 | OCGT / Diesel | 1900 | 1900 | 1900 | 1977.7105 | 1977.7105 | 1977.7105 | 1977.7105 | 1977.7105 | 1977.7106 | 1807.7106 | 1807.7106 | 2838.804 | 2838.804 | 2838.8041 | 2838.8041 | 2398.8041 | 2398.8041 | 2738.2524 | 2644.2524 | 3564.1682 | 4442.7431 | 4442.7433 | 4442.7433 | 3858.7433 | 3858.7433 | 3858.7433
VIC1 | Hydro | 2279.02 | 2279.02 | 2279.02 | 2279.02 | 2279.02 | 2279.02 | 2279.02 | 2279.02 | 2279.02 | 2279.02 | 2279.02 | 2279.02 | 2279.02 | 2279.02 | 2279.02 | 2279.02 | 2279.02 | 2279.02 | 2279.02 | 2279.02 | 2279.02 | 2279.02 | 2279.02 | 2279.02 | 2279.02 | 2279.02
VIC1 | Hydrogen Turbine | 0 | 0 | 0 | 0 | 0 | 0 | 0 | 0 | 0 | 0 | 0 | 0 | 0 | 0 | 0 | 0 | 0 | 0 | 0 | 0 | 0 | 0 | 0 | 0 | 0 | 0
VIC1 | Wind | 4181.36 | 5269.3601 | 5769.3616 | 8184.269 | 9246.3978 | 10607.2511 | 11584.4288 | 12084.429 | 12858.5821 | 13472.0821 | 13947.0822 | 14947.0822 | 15947.0823 | 16879.8823 | 17459.8823 | 18459.8823 | 18171.5825 | 18171.5825 | 18641.3177 | 18518.7841 | 18206.7841 | 17477.3912 | 17833.8974 | 17889.712 | 17865.9181 | 17127.8713
VIC1 | Solar PV | 1171.573 | 1563.573 | 1563.5731 | 1563.5774 | 1563.5783 | 1563.5783 | 1563.5783 | 1563.5783 | 3004.3583 | 3004.3583 | 3004.3583 | 3004.3583 | 3004.3583 | 3080.9843 | 3268.9452 | 3858.5238 | 3858.5243 | 5269.7927 | 5269.7927 | 6722.0177 | 6803.0286 | 6771.9256 | 7153.9655 | 7217.382 | 7393.0501 | 7214.7635
VIC1 | Grid Battery | 377.33 | 377.3307 | 727.3312 | 1155.8999 | 1155.9 | 1155.9005 | 1461.6006 | 1763.7006 | 2365.2304 | 2309.9006 | 3456.5961 | 3456.5961 | 3456.5961 | 3456.5961 | 3456.5961 | 3456.5961 | 3456.5961 | 3156.5962 | 3156.5962 | 3156.5963 | 3156.5965 | 3156.5956 | 3156.5952 | 2728.0265 | 2728.0265 | 2708.0262
VIC1 | Pumped Hydro | 0 | 0 | 0 | 0 | 514.9007 | 514.9007 | 514.9007 | 514.9007 | 514.9008 | 514.9008 | 692.1051 | 692.1054 | 692.1054 | 692.1054 | 692.1054 | 692.1054 | 692.1054 | 692.1058 | 692.1058 | 692.1059 | 692.1061 | 692.1061 | 692.1063 | 692.1063 | 692.1063 | 692.1063
VIC1 | Coordinated CER storage | 120.4 | 225.6 | 352.1 | 506.9 | 670.6 | 931.2 | 1175.12 | 1436.6 | 1729.66 | 2058.69 | 2439.6 | 2865.9801 | 3277.8401 | 3727.7699 | 4203.77 | 4654.3499 | 5123.6 | 5607.4198 | 6115.0199 | 6644.5001 | 7216.1401 | 7819.3601 | 8404.9602 | 9010.5298 | 9631.8701 | 10232.0901
Total excluding storage |  | 15364.683 | 16949.8838 | 17926.3859 | 17510.2887 | 19203.2494 | 20109.5615 | 21056.3594 | 22119.9393 | 25229.4625 | 25946.6625 | 28126.4724 | 30583.9461 | 31995.8062 | 33455.1622 | 34699.1231 | 35799.2817 | 35980.2324 | 37914.7695 | 38798.1048 | 41577.1923 | 42796.4186 | 42639.142 | 43963.2878 | 43675.5198 | 44448.7343 | 44112.6206
Region | Technology | 2024-25 | 2025-26 | 2026-27 | 2027-28 | 2028-29 | 2029-30 | 2030-31 | 2031-32 | 2032-33 | 2033-34 | 2034-35 | 2035-36 | 2036-37 | 2037-38 | 2038-39 | 2039-40 | 2040-41 | 2041-42 | 2042-43 | 2043-44 | 2044-45 | 2045-46 | 2046-47 | 2047-48 | 2048-49 | 2049-50
SA1 | Black Coal | 0 | 0 | 0 | 0 | 0 | 0 | 0 | 0 | 0 | 0 | 0 | 0 | 0 | 0 | 0 | 0 | 0 | 0 | 0 | 0 | 0 | 0 | 0 | 0 | 0 | 0
SA1 | Brown Coal | 0 | 0 | 0 | 0 | 0 | 0 | 0 | 0 | 0 | 0 | 0 | 0 | 0 | 0 | 0 | 0 | 0 | 0 | 0 | 0 | 0 | 0 | 0 | 0 | 0 | 0
SA1 | CCGT | 709 | 709 | 529 | 529.0002 | 529.0002 | 529.0002 | 529.0002 | 529.0002 | 529.0002 | 529.0002 | 529.0002 | 529.0002 | 529.0002 | 0.00022517 | 0.00022517 | 0.00022518 | 0.00022518 | 0.00022519 | 0.0002252 | 0.00022523 | 0.00022524 | 0.00022525 | 0.00022527 | 0.00022529 | 0.00022531 | 0.00022533
SA1 | Gas - Steam | 800 | 800 | 0 | 0 | 0 | 0 | 0 | 0 | 0 | 0 | 0 | 0 | 0 | 0 | 0 | 0 | 0 | 0 | 0 | 0 | 0 | 0 | 0 | 0 | 0 | 0
SA1 | OCGT / Diesel | 1460.66 | 1460.66 | 1460.66 | 1460.6603 | 1460.6603 | 1460.6603 | 1078.1603 | 1078.1603 | 1269.4623 | 1269.4623 | 1269.4637 | 1318.5788 | 1318.5788 | 1765.9802 | 1765.9802 | 1765.9802 | 1765.9802 | 1765.9802 | 1765.9802 | 1765.9804 | 1555.9804 | 1555.9804 | 1401.9804 | 1401.9804 | 1401.9804 | 1401.9804
SA1 | Hydro | 0 | 0 | 0 | 0 | 0 | 0 | 0 | 0 | 0 | 0 | 0 | 0 | 0 | 0 | 0 | 0 | 0 | 0 | 0 | 0 | 0 | 0 | 0 | 0 | 0 | 0
SA1 | Hydrogen Turbine | 0 | 200 | 200 | 200 | 200 | 200 | 200 | 200 | 200 | 200 | 200 | 200 | 200 | 200 | 200 | 200 | 200 | 200 | 200 | 200 | 200 | 200 | 200 | 200 | 200 | 200
SA1 | Wind | 2349.71 | 2762.71 | 3279.3862 | 3254.6868 | 3854.6879 | 4914.7683 | 4967.7529 | 4995.5746 | 5533.761 | 5435.061 | 5435.061 | 5372.7498 | 5419.8422 | 5750.1665 | 5696.9579 | 5370.2579 | 5342.5284 | 5342.5285 | 5430.5275 | 5216.6675 | 5256.5753 | 5129.2239 | 6233.1377 | 6535.287 | 6670.0991 | 6724.8188
SA1 | Solar PV | 669.62 | 1056.62 | 1056.6206 | 1198.5331 | 1267.561 | 1267.561 | 1267.561 | 1261.441 | 1261.4412 | 1261.4413 | 1261.4412 | 1261.4413 | 1261.4413 | 2109.4877 | 2186.3986 | 2338.8025 | 3050.8377 | 4178.5464 | 4868.2185 | 5625.8609 | 5355.8609 | 5348.4809 | 6578.2706 | 6499.0706 | 6715.3549 | 6607.3549
SA1 | Grid Battery | 532.07 | 532.0707 | 532.0713 | 532.0716 | 532.0716 | 532.0716 | 502.0716 | 502.0726 | 520.2875 | 520.2875 | 495.2876 | 495.288 | 495.2881 | 570.6315 | 570.6316 | 570.6317 | 570.632 | 1346.5033 | 1419.3587 | 1161.359 | 1282.281 | 1272.2803 | 1272.2799 | 1272.2801 | 1221.4804 | 1221.4812
SA1 | Pumped Hydro | 0 | 0 | 0 | 0 | 0.00033765 | 0.00034567 | 0.00044295 | 0.00044638 | 0.00076708 | 0.00077123 | 0.00077326 | 0.00087604 | 0.00088439 | 0.0010734 | 0.0010743 | 0.0010761 | 0.0010805 | 0.001177 | 0.0012652 | 0.0013005 | 0.0016666 | 0.00167 | 0.0016713 | 0.0016734 | 0.0016748 | 0.0016852
SA1 | Coordinated CER storage | 96.4 | 139.1 | 187.1 | 246.5 | 313.2 | 425.8 | 529.89 | 635.84 | 751.26 | 875.74 | 1015.09 | 1158.89 | 1291.76 | 1439.7 | 1603.9001 | 1753.36 | 1901.39 | 2047.48 | 2199.0301 | 2352.14 | 2515.52 | 2682.9701 | 2841.8699 | 3003.65 | 3168.8801 | 3325.8399
Total excluding storage |  | 6617.46 | 7660.1607 | 7244.8381 | 7421.4519 | 8157.1813 | 9329.8617 | 9074.4365 | 9202.0891 | 10065.2131 | 10090.9931 | 10205.3445 | 10335.949 | 10515.9115 | 11835.9673 | 12023.8697 | 11999.0336 | 12831.3696 | 14881.0398 | 15883.1165 | 16322.0092 | 16166.2195 | 16188.9374 | 18527.5404 | 18912.27 | 19377.7967 | 19481.4772
Region | Technology | 2024-25 | 2025-26 | 2026-27 | 2027-28 | 2028-29 | 2029-30 | 2030-31 | 2031-32 | 2032-33 | 2033-34 | 2034-35 | 2035-36 | 2036-37 | 2037-38 | 2038-39 | 2039-40 | 2040-41 | 2041-42 | 2042-43 | 2043-44 | 2044-45 | 2045-46 | 2046-47 | 2047-48 | 2048-49 | 2049-50
TAS1 | Black Coal | 0 | 0 | 0 | 0 | 0 | 0 | 0 | 0 | 0 | 0 | 0 | 0 | 0 | 0 | 0 | 0 | 0 | 0 | 0 | 0 | 0 | 0 | 0 | 0 | 0 | 0
TAS1 | Brown Coal | 0 | 0 | 0 | 0 | 0 | 0 | 0 | 0 | 0 | 0 | 0 | 0 | 0 | 0 | 0 | 0 | 0 | 0 | 0 | 0 | 0 | 0 | 0 | 0 | 0 | 0
TAS1 | CCGT | 208 | 208 | 208 | 208 | 208 | 208 | 208 | 208 | 208 | 208 | 208 | 208 | 208 | 208 | 208 | 208 | 208 | 208 | 208 | 208 | 208 | 208 | 208 | 208 | 208 | 208
TAS1 | Gas - Steam | 0 | 0 | 0 | 0 | 0 | 0 | 0 | 0 | 0 | 0 | 0 | 0 | 0 | 0 | 0 | 0 | 0 | 0 | 0 | 0 | 0 | 0 | 0 | 0 | 0 | 0
TAS1 | OCGT / Diesel | 178 | 178 | 178 | 178 | 178 | 178 | 178 | 178.0001 | 178.0001 | 178.0001 | 178.0001 | 178.0001 | 178.0001 | 178.0003 | 178.0003 | 178.0003 | 58.0003 | 58.0003 | 58.0004 | 58.0004 | 58.0004 | 58.0005 | 58.0005 | 58.0005 | 58.0006 | 58.0006
TAS1 | Hydro | 2748.9 | 2748.9 | 2748.9 | 2748.9 | 2748.9 | 2748.9 | 2748.9 | 2748.9 | 2748.9 | 2748.9 | 2748.9 | 2748.9 | 2748.9 | 2748.9 | 2748.9 | 2748.9 | 2748.9 | 2748.9 | 2748.9 | 2748.9 | 2748.9 | 2748.9 | 2748.9 | 2748.9 | 2748.9 | 2748.9
TAS1 | Hydrogen Turbine | 0 | 0 | 0 | 0 | 0 | 0 | 0 | 0 | 0 | 0 | 0 | 0 | 0 | 0 | 0 | 0 | 0 | 0 | 0 | 0 | 0 | 0 | 0 | 0 | 0 | 0
TAS1 | Wind | 563.35 | 610.1956 | 846.5582 | 1131.8696 | 1415.0779 | 1723.595 | 1974.5449 | 1974.545 | 2237.2037 | 2241.5861 | 2340.6227 | 2460.1554 | 2579.6882 | 2699.2211 | 2818.7538 | 2938.2862 | 2938.2862 | 2938.2862 | 2938.2862 | 2938.2863 | 2794.2863 | 2794.2863 | 2794.2863 | 2794.2863 | 2794.2863 | 2794.2863
TAS1 | Solar PV | 0 | 0 | 0 | 0 | 0 | 0.00036116 | 0.00041685 | 0.00042332 | 0.00049893 | 0.00049967 | 0.00049974 | 0.00049984 | 0.00050051 | 0.0005164 | 0.00069848 | 0.0020958 | 0.0021375 | 0.0021721 | 0.0022173 | 0.0022231 | 0.0022855 | 0.0023047 | 0.0023806 | 0.002441 | 0.0025448 | 0.0025604
TAS1 | Grid Battery | 2 | 2.0005 | 2.0006 | 2.0008 | 2.0009 | 2.001 | 2.0012 | 2.0017 | 2.0021 | 2.0023 | 2.0023 | 2.0024 | 2.0026 | 2.0029 | 2.0031 | 2.0034 | 2.0038 | 2.0042 | 2.0045 | 2.0048 | 2.0054 | 2.0058 | 2.0063 | 2.007 | 2.0075 | 2.0081
TAS1 | Pumped Hydro | 0 | 0 | 0 | 0 | 0.00091659 | 0.0010874 | 0.0014939 | 0.0015288 | 0.0016823 | 0.0016854 | 0.0016865 | 0.0017371 | 0.0017517 | 0.0017743 | 0.0018252 | 0.0019314 | 0.0020392 | 0.0022077 | 0.0023769 | 0.0025043 | 0.0029067 | 0.0030016 | 0.0031322 | 0.0035171 | 0.0036591 | 0.0037768
TAS1 | Coordinated CER storage | 3 | 6.3 | 11.2 | 18 | 27 | 41.4 | 55.54 | 71.98 | 91.92 | 115.2 | 141.92 | 172.27 | 203.26 | 238.19 | 277.85 | 316.85 | 354.99 | 394.96 | 437.37 | 481.72 | 529.2 | 578.92 | 627.88 | 678.77 | 731.41 | 782.11
Total excluding storage |  | 3703.25 | 3753.3961 | 3994.6588 | 4286.7704 | 4578.9797 | 4901.8974 | 5166.988 | 5183.4287 | 5466.0281 | 5493.6907 | 5619.4473 | 5769.3302 | 5919.8532 | 6074.3165 | 6233.5097 | 6392.044 | 6310.1845 | 6350.1551 | 6392.5657 | 6436.9162 | 6340.3973 | 6390.1178 | 6439.0786 | 6489.9697 | 6542.6105 | 6593.3114
Explicitly modelled pumping
Region | Technology | 2024-25 | 2025-26 | 2026-27 | 2027-28 | 2028-29 | 2029-30 | 2030-31 | 2031-32 | 2032-33 | 2033-34 | 2034-35 | 2035-36 | 2036-37 | 2037-38 | 2038-39 | 2039-40 | 2040-41 | 2041-42 | 2042-43 | 2043-44 | 2044-45 | 2045-46 | 2046-47 | 2047-48 | 2048-49 | 2049-50
NEM | Grid Battery pump | 1221.4 | 1431.4048 | 1781.4065 | 2534.9755 | 2534.9781 | 2534.9788 | 2810.6791 | 3112.7807 | 3941.2606 | 3885.931 | 5007.6268 | 5148.107 | 5098.1074 | 5394.5106 | 5394.511 | 5894.0053 | 6025.2473 | 8325.4384 | 9495.0247 | 9261.6283 | 9506.4729 | 9686.5472 | 9686.5467 | 8932.9796 | 9778.7058 | 9758.7073
NEM | Pumped Hydro Pump | 1310 | 1560 | 1560 | 1560 | 3749.9138 | 3749.914 | 7787.9145 | 7787.9146 | 7787.9154 | 7787.9155 | 7965.1198 | 7965.1209 | 7965.121 | 7972.4204 | 7972.4205 | 7972.4206 | 7972.4207 | 7972.4214 | 7972.4218 | 7972.4222 | 7972.4233 | 7972.4236 | 7972.4238 | 7972.4242 | 7972.4267 | 7972.4268
NEM | Coordinated CER storage pump | 465.4 | 865.1 | 1338.8 | 1937.1 | 2620.4 | 3743.8 | 4770.56 | 5846.4999 | 7042.35 | 8361.45 | 9839.51 | 11464.66 | 12977.3898 | 14627.4599 | 16413.7502 | 18060.0897 | 19750.6799 | 21472.39 | 23272.06 | 25126.7602 | 27101.79 | 29164.1801 | 31151.9003 | 33201.5701 | 35298.1697 | 37297.0608
Region | Technology | 2024-25 | 2025-26 | 2026-27 | 2027-28 | 2028-29 | 2029-30 | 2030-31 | 2031-32 | 2032-33 | 2033-34 | 2034-35 | 2035-36 | 2036-37 | 2037-38 | 2038-39 | 2039-40 | 2040-41 | 2041-42 | 2042-43 | 2043-44 | 2044-45 | 2045-46 | 2046-47 | 2047-48 | 2048-49 | 2049-50
NSW1 | Grid Battery pump | 52 | 262.0022 | 262.0022 | 587.0019 | 587.0019 | 587.0019 | 587.0019 | 587.002 | 587.0036 | 587.0036 | 587.0036 | 587.0044 | 537.0045 | 537.0061 | 537.0061 | 537.0068 | 537.0069 | 848.9377 | 906.8098 | 906.81 | 906.8112 | 906.8107 | 906.8107 | 581.8112 | 1187.4415 | 1187.4416
NSW1 | Pumped Hydro Pump | 840 | 840 | 840 | 840 | 2515 | 2515 | 4555 | 4555 | 4555 | 4555 | 4555 | 4555.0001 | 4555.0002 | 4562.2856 | 4562.2856 | 4562.2856 | 4562.2856 | 4562.2856 | 4562.2857 | 4562.2857 | 4562.2857 | 4562.2858 | 4562.2858 | 4562.2858 | 4562.2865 | 4562.2865
NSW1 | Coordinated CER storage pump | 160.2 | 310.8 | 499 | 735.4 | 1008 | 1443.5 | 1832.4599 | 2240.3499 | 2695.01 | 3194.3 | 3759.82 | 4368.9499 | 4937.3198 | 5552.1099 | 6216.8202 | 6811.0598 | 7416.0199 | 8029.21 | 8672.4299 | 9332.17 | 10033.6299 | 10758.6199 | 11452.2402 | 12166.3804 | 12888.2395 | 13570.7505
Region | Technology | 2024-25 | 2025-26 | 2026-27 | 2027-28 | 2028-29 | 2029-30 | 2030-31 | 2031-32 | 2032-33 | 2033-34 | 2034-35 | 2035-36 | 2036-37 | 2037-38 | 2038-39 | 2039-40 | 2040-41 | 2041-42 | 2042-43 | 2043-44 | 2044-45 | 2045-46 | 2046-47 | 2047-48 | 2048-49 | 2049-50
QLD1 | Grid Battery pump | 258 | 258.0007 | 258.0012 | 258.0012 | 258.0037 | 258.0037 | 258.0037 | 258.0038 | 466.7369 | 466.7369 | 466.7371 | 607.216 | 607.216 | 828.274 | 828.2741 | 1327.7674 | 1459.0085 | 2971.3969 | 4010.2555 | 4034.8583 | 4158.7788 | 4348.8548 | 4348.8546 | 4348.8548 | 4639.7499 | 4639.7502
QLD1 | Pumped Hydro Pump | 470 | 720 | 720 | 720 | 720.0119 | 720.0119 | 2718.0119 | 2718.0119 | 2718.0121 | 2718.0122 | 2718.0122 | 2718.0128 | 2718.0128 | 2718.0265 | 2718.0265 | 2718.0265 | 2718.0266 | 2718.0266 | 2718.0266 | 2718.0268 | 2718.0268 | 2718.027 | 2718.027 | 2718.027 | 2718.0286 | 2718.0286
QLD1 | Coordinated CER storage pump | 85.4 | 183.3 | 289.4 | 430.3 | 601.6 | 901.9 | 1177.55 | 1461.7299 | 1774.5 | 2117.5201 | 2483.08 | 2898.57 | 3267.2099 | 3669.6901 | 4111.41 | 4524.47 | 4954.68 | 5393.3202 | 5848.2101 | 6316.2301 | 6807.3 | 7324.3101 | 7824.95 | 8342.24 | 8877.77 | 9386.2703
Region | Technology | 2024-25 | 2025-26 | 2026-27 | 2027-28 | 2028-29 | 2029-30 | 2030-31 | 2031-32 | 2032-33 | 2033-34 | 2034-35 | 2035-36 | 2036-37 | 2037-38 | 2038-39 | 2039-40 | 2040-41 | 2041-42 | 2042-43 | 2043-44 | 2044-45 | 2045-46 | 2046-47 | 2047-48 | 2048-49 | 2049-50
VIC1 | Grid Battery pump | 377.33 | 377.3307 | 727.3312 | 1155.8999 | 1155.9 | 1155.9005 | 1461.6006 | 1763.7006 | 2365.2304 | 2309.9006 | 3456.5961 | 3456.5961 | 3456.5961 | 3456.5961 | 3456.5961 | 3456.5961 | 3456.5961 | 3156.5962 | 3156.5962 | 3156.5963 | 3156.5965 | 3156.5956 | 3156.5952 | 2728.0265 | 2728.0265 | 2708.0262
VIC1 | Pumped Hydro Pump | 0 | 0 | 0 | 0 | 514.9007 | 514.9007 | 514.9007 | 514.9007 | 514.9008 | 514.9008 | 692.1051 | 692.1054 | 692.1054 | 692.1054 | 692.1054 | 692.1054 | 692.1054 | 692.1058 | 692.1058 | 692.1059 | 692.1061 | 692.1061 | 692.1063 | 692.1063 | 692.1063 | 692.1063
VIC1 | Coordinated CER storage pump | 120.4 | 225.6 | 352.1 | 506.9 | 670.6 | 931.2 | 1175.12 | 1436.6 | 1729.66 | 2058.69 | 2439.6 | 2865.9801 | 3277.8401 | 3727.7699 | 4203.77 | 4654.3499 | 5123.6 | 5607.4198 | 6115.0199 | 6644.5001 | 7216.1401 | 7819.3601 | 8404.9602 | 9010.5298 | 9631.8701 | 10232.0901
Region | Technology | 2024-25 | 2025-26 | 2026-27 | 2027-28 | 2028-29 | 2029-30 | 2030-31 | 2031-32 | 2032-33 | 2033-34 | 2034-35 | 2035-36 | 2036-37 | 2037-38 | 2038-39 | 2039-40 | 2040-41 | 2041-42 | 2042-43 | 2043-44 | 2044-45 | 2045-46 | 2046-47 | 2047-48 | 2048-49 | 2049-50
SA1 | Grid Battery pump | 532.07 | 532.0707 | 532.0713 | 532.0716 | 532.0716 | 532.0716 | 502.0716 | 502.0726 | 520.2875 | 520.2875 | 495.2876 | 495.288 | 495.2881 | 570.6315 | 570.6316 | 570.6317 | 570.632 | 1346.5033 | 1419.3587 | 1161.359 | 1282.281 | 1272.2803 | 1272.2799 | 1272.2801 | 1221.4804 | 1221.4812
SA1 | Pumped Hydro Pump | 0 | 0 | 0 | 0 | 0.00033765 | 0.00034567 | 0.00044295 | 0.00044638 | 0.00076708 | 0.00077123 | 0.00077326 | 0.00087604 | 0.00088439 | 0.0010734 | 0.0010743 | 0.0010761 | 0.0010805 | 0.001177 | 0.0012652 | 0.0013005 | 0.0016666 | 0.00167 | 0.0016713 | 0.0016734 | 0.0016748 | 0.0016852
SA1 | Coordinated CER storage pump | 96.4 | 139.1 | 187.1 | 246.5 | 313.2 | 425.8 | 529.89 | 635.84 | 751.26 | 875.74 | 1015.09 | 1158.89 | 1291.76 | 1439.7 | 1603.9001 | 1753.36 | 1901.39 | 2047.48 | 2199.0301 | 2352.14 | 2515.52 | 2682.9701 | 2841.8699 | 3003.65 | 3168.8801 | 3325.8399
Region | Technology | 2024-25 | 2025-26 | 2026-27 | 2027-28 | 2028-29 | 2029-30 | 2030-31 | 2031-32 | 2032-33 | 2033-34 | 2034-35 | 2035-36 | 2036-37 | 2037-38 | 2038-39 | 2039-40 | 2040-41 | 2041-42 | 2042-43 | 2043-44 | 2044-45 | 2045-46 | 2046-47 | 2047-48 | 2048-49 | 2049-50
TAS1 | Grid Battery pump | 2 | 2.0005 | 2.0006 | 2.0008 | 2.0009 | 2.001 | 2.0012 | 2.0017 | 2.0021 | 2.0023 | 2.0023 | 2.0024 | 2.0026 | 2.0029 | 2.0031 | 2.0034 | 2.0038 | 2.0042 | 2.0045 | 2.0048 | 2.0054 | 2.0058 | 2.0063 | 2.007 | 2.0075 | 2.0081
TAS1 | Pumped Hydro Pump | 0 | 0 | 0 | 0 | 0.00091659 | 0.0010874 | 0.0014939 | 0.0015288 | 0.0016823 | 0.0016854 | 0.0016865 | 0.0017371 | 0.0017517 | 0.0017743 | 0.0018252 | 0.0019314 | 0.0020392 | 0.0022077 | 0.0023769 | 0.0025043 | 0.0029067 | 0.0030016 | 0.0031322 | 0.0035171 | 0.0036591 | 0.0037768
TAS1 | Coordinated CER storage pump | 3 | 6.3 | 11.2 | 18 | 27 | 41.4 | 55.54 | 71.98 | 91.92 | 115.2 | 141.92 | 172.27 | 203.26 | 238.19 | 277.85 | 316.85 | 354.99 | 394.96 | 437.37 | 481.72 | 529.2 | 578.92 | 627.88 | 678.77 | 731.41 | 782.11

## BaseCase_REZ Generation
Annual sent-out generation by REZ (GWh) - BaseCase, Step Change scenario
Note: the REZ generation includes generation from the existing, committed and anticipated renewables mapped to the relevant REZs
Explicitly modelled generation
Region | REZ | REZ Name | Technology | 2024-25 | 2025-26 | 2026-27 | 2027-28 | 2028-29 | 2029-30 | 2030-31 | 2031-32 | 2032-33 | 2033-34 | 2034-35 | 2035-36 | 2036-37 | 2037-38 | 2038-39 | 2039-40 | 2040-41 | 2041-42 | 2042-43 | 2043-44 | 2044-45 | 2045-46 | 2046-47 | 2047-48 | 2048-49 | 2049-50
QLD | Q1 | Far North QLD | Solar | 0 | 7.0575e-05 | 6.8827e-05 | 7.9937e-05 | 8.1533e-05 | 9.8301e-05 | 0.00011323 | 0.00010179 | 0.00011155 | 0.00011075 | 0.00010551 | 0.000109 | 0.00010399 | 9.1002e-05 | 9.9324e-05 | 0.00010129 | 9.4944e-05 | 0.00010422 | 0.00010348 | 0.00010071 | 0.0001016 | 9.8224e-05 | 8.5621e-05 | 9.5017e-05 | 9.8855e-05 | 9.459e-05
QLD | Q2 | North Qld Clean Energy Hub | Solar | 195.9497 | 176.6384 | 159.616 | 191.2919 | 172.8291 | 191.7651 | 211.1307 | 203.2292 | 202.9218 | 194.0695 | 191.5103 | 197.8109 | 200.268 | 67.9438 | 69.227 | 68.5088 | 61.7239 | 66.3839 | 61.3573 | 59.138 | 60.9021 | 64.7535 | 32.4402 | 32.6894 | 0.00011375 | 0.00011447
QLD | Q3 | Northern Qld | Solar | 1015.3191 | 916.025 | 780.7868 | 987.9174 | 863.2931 | 1024.7271 | 1175.0233 | 1085.9514 | 1112.5533 | 1033.9191 | 1028.4016 | 1063.0662 | 1057.8353 | 2877.9906 | 3178.9824 | 3317.9405 | 2754.3849 | 3147.0389 | 3638.5977 | 3597.3767 | 3554.9493 | 3595.0522 | 3656.0157 | 3741.3219 | 4116.1118 | 3524.778
QLD | Q4 | Isaac | Solar | 1366.2974 | 1256.9576 | 1120.477 | 1415.5445 | 1249.6279 | 1476.7454 | 1627.5675 | 1581.8889 | 1600.4107 | 1496.8382 | 1443.5925 | 1541.9368 | 1529.7132 | 1299.26 | 1416.1254 | 1435.0109 | 1275.5212 | 1395.7077 | 1332.922 | 1281.5868 | 1258.7517 | 1207.8788 | 1084.3253 | 1616.4988 | 1132.234 | 919.7876
QLD | Q5 | Barcaldine | Solar | 30.3994 | 27.4762 | 25.8647 | 30.9059 | 27.7474 | 30.2701 | 142.4961 | 184.9362 | 662.7155 | 1021.865 | 994.2342 | 1114.6599 | 1170.3792 | 1225.7548 | 1280.0388 | 1300.9129 | 1165.9308 | 1292.7495 | 1388.7387 | 1310.4662 | 1414.92 | 1613.3933 | 2590.0928 | 2756.7854 | 2906.115 | 2824.2207
QLD | Q6 | Fitzroy | Solar | 787.2183 | 713.1347 | 656.4592 | 811.4628 | 656.7275 | 798.0526 | 878.1044 | 1074.4138 | 1056.2366 | 1056.6848 | 1033.0608 | 1048.6126 | 1054.1281 | 927.7345 | 1022.4137 | 1028.2283 | 963.8539 | 1023.1406 | 5861.9403 | 6762.0651 | 6788.0341 | 9596.6957 | 9945.9095 | 11065.7117 | 10750.7808 | 11763.1106
QLD | Q7 | Wide Bay | Solar | 1219.3153 | 1061.7843 | 918.6731 | 1173.4641 | 936.5684 | 1092.0257 | 1230.4021 | 1245.0743 | 1213.4386 | 1168.3023 | 1156.2562 | 1174.6088 | 1189.8327 | 990.5867 | 1033.9711 | 1049.6775 | 938.0199 | 1016.8808 | 1049.1578 | 1092.086 | 1092.2408 | 2092.3573 | 1865.9098 | 1869.7642 | 1872.5662 | 3499.1052
QLD | Q8 | Darling Downs | Solar | 3612.0907 | 3249.1096 | 2897.7477 | 3732.7002 | 3095.1648 | 3533.0231 | 6810.6894 | 9846.7458 | 10200.3863 | 12529.1373 | 13752.9271 | 14223.4001 | 14629.4095 | 12775.4195 | 14062.9775 | 15244.2951 | 15849.2949 | 16231.3081 | 17077.0255 | 17270.8288 | 17412.29 | 17344.4337 | 13552.4281 | 13963.7452 | 14051.0852 | 15136.465
QLD | Q9 | Banana | Solar | 0 | 8.6906e-05 | 9.9191e-05 | 0.00019616 | 0.00019549 | 0.00046687 | 0.0019473 | 0.032262 | 0.030552 | 0.030196 | 0.030316 | 0.031021 | 0.031227 | 0.096365 | 2958.3816 | 3178.1926 | 10388.217 | 12767.468 | 13571.133 | 13576.388 | 13793.996 | 13815.606 | 11110.661 | 12333.3955 | 12112.0205 | 13276.858
NSW | N1 | North West NSW | Solar | 435.2515 | 346.313 | 353.153 | 376.2383 | 392.8321 | 396.0691 | 438.3839 | 434.7817 | 418.4149 | 403.0397 | 386.8333 | 417.4215 | 416.1833 | 384.079 | 376.2473 | 407.7344 | 420.802 | 427.5873 | 413.017 | 407.1264 | 422.9888 | 417.0463 | 395.9633 | 402.3709 | 394.6297 | 387.4356
NSW | N2 | New England | Solar | 1269.7544 | 1262.0409 | 1309.2302 | 1355.8021 | 1110.5403 | 1162.2934 | 1702.0619 | 2621.1412 | 2475.6456 | 4078.089 | 3936.2036 | 4230.76 | 4211.1957 | 3867.517 | 6351.5255 | 6816.3905 | 6826.7851 | 6801.3938 | 9703.655 | 8967.8513 | 9838.833 | 9678.824 | 10722.5364 | 11507.1288 | 13039.0317 | 16825.7171
NSW | N3 | Central-West Orana | Solar | 2127.7906 | 3628.4544 | 3661.3273 | 3747.494 | 4623.69 | 11271.129 | 12786.0086 | 12628.5808 | 12490.3685 | 12333.1327 | 11847.564 | 12623.2901 | 12544.9126 | 12489.0152 | 13983.561 | 15925.7806 | 14914.7163 | 15695.0065 | 14830.8948 | 14149.0331 | 15248.8415 | 14845.4769 | 12960.7537 | 13400.276 | 17151.9675 | 15023.3238
NSW | N4 | Broken Hill | Solar | 122.8907 | 96.6383 | 90.8566 | 101.6746 | 180.5567 | 182.2726 | 191.1346 | 183.4023 | 184.0001 | 168.4928 | 172.9644 | 178.0792 | 181.8332 | 397.3279 | 388.592 | 386.3607 | 366.4668 | 388.4483 | 349.6848 | 458.9644 | 461.9287 | 462.9204 | 464.7831 | 464.7398 | 440.0355 | 409.4293
NSW | N5 | South West NSW | Solar | 2989.2208 | 2685.9156 | 3125.5216 | 3261.901 | 3176.2479 | 3218.271 | 3366.425 | 3272.1609 | 3359.6732 | 3151.3037 | 2982.8586 | 3162.4812 | 3172.7587 | 6794.9409 | 6526.4045 | 6600.0856 | 6305.6565 | 8267.0828 | 7622.8521 | 7318.3893 | 7621.2391 | 7609.5528 | 7952.6562 | 7958.5129 | 7591.0302 | 6371.7501
NSW | N6 | Wagga Wagga | Solar | 1551.8551 | 1372.6394 | 1374.2217 | 1451.3228 | 1329.1827 | 1382.7452 | 1488.297 | 1409.538 | 1471.9024 | 1411.386 | 1342.2148 | 1406.1537 | 1416.6054 | 1252.5872 | 1258.9125 | 1296.4735 | 1179.9324 | 1300.9708 | 1222.1877 | 1145.0951 | 1195.7279 | 2017.697 | 2798.4721 | 2858.7274 | 2815.0015 | 2482.2768
NSW | N7 | Tumut | Solar | 0 | 0 | 0 | 0 | 0 | 0 | 0 | 0 | 0 | 0 | 0 | 0 | 0 | 0 | 0 | 0 | 0 | 0 | 0 | 0 | 0 | 0 | 0 | 0 | 0 | 0
NSW | N8 | Cooma-Monaro | Solar | 0 | 0 | 0 | 0 | 0 | 0 | 0 | 0 | 0 | 0 | 0 | 0 | 0 | 0 | 0 | 0 | 0 | 0 | 0 | 0 | 0 | 0 | 0 | 0 | 0 | 0
VIC | V1 | Ovens Murray | Solar | 0 | 0.00010201 | 0.00016599 | 0.0061162 | 0.0067087 | 0.0071466 | 0.0074654 | 0.0066665 | 0.0072406 | 0.0070311 | 0.0069178 | 0.0072879 | 0.0071076 | 0.0084496 | 0.0083916 | 702.277 | 636.8157 | 1448.8776 | 1436.5205 | 1348.1163 | 1432.4467 | 1482.0627 | 1391.3083 | 1405.0519 | 1499.3123 | 1377.7815
VIC | V2 | Murray River | Solar | 1179.3353 | 1124.1631 | 1087.8802 | 1268.1703 | 1244.1801 | 1489.6341 | 1614.8693 | 1591.1907 | 4657.4848 | 4582.2776 | 4399.8542 | 4532.621 | 4637.0459 | 4208.9393 | 4616.2118 | 4678.4838 | 4475.1683 | 5165.5442 | 5097.6513 | 5009.6141 | 5231.7216 | 5423.7159 | 5209.6991 | 5375.6143 | 5471.7123 | 5063.5729
VIC | V3 | Western Victoria | Solar | 0 | 7.5966e-05 | 0.00012274 | 0.00080974 | 0.00068888 | 0.00077068 | 0.00077085 | 0.00069791 | 0.00075463 | 0.00075184 | 0.00073454 | 0.00076944 | 0.00076552 | 0.00063031 | 0.00087311 | 0.00086659 | 0.00097531 | 438.3813 | 451.2851 | 419.8016 | 628.4211 | 644.2974 | 534.6794 | 576.2998 | 574.418 | 543.9571
VIC | V4 | South West Victoria | Solar | 0 | 0 | 0 | 0 | 0 | 0 | 0 | 0 | 0 | 0 | 0 | 0 | 0 | 0 | 0 | 0 | 0 | 0 | 0 | 0 | 0 | 0 | 0 | 0 | 0 | 0
VIC | V5 | Gippsland | Solar | 0 | 114.0879 | 112.2128 | 125.3501 | 111.7 | 117.2145 | 125.4061 | 117.8791 | 117.5993 | 122.2932 | 125.8231 | 127.9607 | 124.9657 | 106.4985 | 106.6734 | 110.5701 | 104.2803 | 105.666 | 110.1624 | 724.5023 | 751.6866 | 756.8075 | 662.3955 | 669.9757 | 703.5264 | 666.3334
VIC | V6 | Central North VIC | Solar | 816.313 | 1020.0491 | 1013.2922 | 1186.5444 | 1156.5857 | 1220.4341 | 1232.4263 | 1177.2476 | 1232.5984 | 1216.1751 | 1127.1065 | 1182.8494 | 1182.2605 | 1089.2345 | 1099.7792 | 1076.5049 | 1029.7123 | 1464.4603 | 1462.3863 | 1445.1726 | 1486.3542 | 1520.9095 | 1524.5239 | 1544.7866 | 1576.9382 | 1498.4197
SA | S1 | South East SA | Solar | 280.7868 | 745.4844 | 920.219 | 959.2925 | 856.7675 | 890.1625 | 888.2734 | 841.5955 | 849.0892 | 866.5706 | 851.0666 | 852.6192 | 881.4919 | 771.3098 | 823.9082 | 812.0042 | 718.4423 | 803.7294 | 778.4247 | 738.0026 | 758.5132 | 781.1159 | 651.1096 | 679.8532 | 669.1381 | 481.0177
SA | S2 | Riverland | Solar | 39.9669 | 91.2862 | 103.7963 | 110.5832 | 94.3411 | 95.7237 | 100.5796 | 85.9513 | 86.9294 | 89.7106 | 89.4059 | 88.11 | 93.181 | 339.3351 | 349.1563 | 355.495 | 1481.2654 | 3160.3108 | 4182.0524 | 5032.5505 | 5227.4748 | 5435.559 | 4657.143 | 4653.813 | 4586.106 | 4480.217
SA | S3 | Mid-North SA | Solar | 0 | 0.00010704 | 0.0001482 | 0.00043817 | 0.00048905 | 0.00050732 | 0.00053359 | 0.00049102 | 0.00064178 | 0.00064736 | 0.0006398 | 0.00062764 | 0.00065131 | 0.0011812 | 0.0012018 | 0.0016839 | 0.0015843 | 0.0045459 | 0.0044445 | 0.0063399 | 0.0061157 | 0.0064066 | 0.0056021 | 0.005845 | 0.0060494 | 0.0057805
SA | S4 | Yorke Peninsula | Solar | 0 | 0 | 0 | 0 | 0 | 0 | 0 | 0 | 0 | 0 | 0 | 0 | 0 | 0 | 0 | 0 | 0 | 0 | 0 | 0 | 0 | 0 | 0 | 0 | 0 | 0
SA | S5 | Northern SA | Solar | 697.5086 | 592.3568 | 734.4395 | 766.4078 | 745.0685 | 718.0044 | 722.0039 | 713.2494 | 703.8807 | 669.845 | 664.6571 | 664.5719 | 693.0976 | 667.4163 | 658.2626 | 654.6709 | 608.5184 | 667.8369 | 594.5392 | 573.0276 | 139.646 | 127.3559 | 117.5393 | 0.043559 | 0.044416 | 0.042405
SA | S6 | Leigh Creek | Solar | 0 | 0.00013265 | 0.00025998 | 0.00062989 | 138.0684 | 137.887 | 142.0413 | 140.4469 | 139.2016 | 134.8649 | 139.5281 | 139.8175 | 146.013 | 547.4177 | 685.5024 | 848.6866 | 790.4936 | 931.01 | 832.7454 | 943.0448 | 971.9335 | 1006.864 | 2346.863 | 2318.3337 | 2571.8726 | 2484.8247
SA | S7 | Roxby Downs | Solar | 0 | 0.0001779 | 0.00028217 | 338.9201 | 296.4436 | 295.6493 | 306.6873 | 299.9649 | 294.7158 | 291.5089 | 301.7108 | 298.5906 | 313.0473 | 1140.0996 | 1137.1632 | 1250.5712 | 1152.942 | 1241.3464 | 1130.6362 | 1191.356 | 1208.4296 | 1256.174 | 1096.3171 | 1061.512 | 1085.0652 | 1036.0774
SA | S8 | Eastern Eyre Peninsula | Solar | 0 | 9.1551e-05 | 0.00010641 | 0.00026042 | 0.00024258 | 0.00025961 | 0.00029172 | 0.00026117 | 0.00035207 | 0.00037207 | 0.0003808 | 0.00036178 | 0.0003821 | 0.00038905 | 0.00056783 | 0.00084052 | 0.0007704 | 0.0011825 | 0.0012595 | 0.0019748 | 0.0018442 | 0.0019718 | 0.0016492 | 0.001767 | 0.0019804 | 0.0018554
SA | S9 | Western Eyre Peninsula | Solar | 0 | 0.0001132 | 0.00018284 | 0.00070257 | 0.00076735 | 0.00079906 | 0.00084437 | 0.00078416 | 0.00094908 | 0.00095126 | 0.00096279 | 0.00092682 | 0.00095567 | 0.0016975 | 0.0019856 | 0.018631 | 0.01734 | 388.9296 | 371.8124 | 406.2056 | 398.7734 | 417.0342 | 345.4347 | 345.6691 | 356.9842 | 334.0317
TAS | T1 | North East Tasmania | Solar | 0 | 0.00014406 | 0.00014268 | 0.00013371 | 0.00011591 | 0.00018565 | 0.0001926 | 0.00016176 | 0.00018699 | 0.00020387 | 0.00015779 | 0.00015713 | 0.00015088 | 0.00013369 | 0.00014891 | 0.00018765 | 0.0001867 | 0.00021594 | 0.00025755 | 0.00025315 | 0.00029949 | 0.0002956 | 0.0002947 | 0.00034156 | 0.00041945 | 0.00037115
TAS | T2 | North West Tasmania | Solar | 0 | 8.7301e-05 | 0.00010249 | 0.00011036 | 0.00010455 | 0.00014934 | 0.00019859 | 0.00017832 | 0.00028383 | 0.00032484 | 0.00023791 | 0.00023571 | 0.00023269 | 0.00020794 | 0.00040693 | 0.0020311 | 0.0018543 | 0.0018941 | 0.0021883 | 0.0019619 | 0.0020114 | 0.001964 | 0.0016562 | 0.001869 | 0.0019159 | 0.0017179
TAS | T3 | Central Highlands | Solar | 0 | 0.000116 | 0.00011529 | 0.00011127 | 9.4298e-05 | 0.00012649 | 0.00015827 | 0.00014072 | 0.00016124 | 0.00017707 | 0.00013493 | 0.000132 | 0.00013232 | 0.00011394 | 0.0001259 | 0.00016495 | 0.00017068 | 0.00020056 | 0.00024396 | 0.00023384 | 0.00027283 | 0.00027988 | 0.00027254 | 0.00030426 | 0.00037538 | 0.00035472
Region | REZ | REZ Name | Technology | 2024-25 | 2025-26 | 2026-27 | 2027-28 | 2028-29 | 2029-30 | 2030-31 | 2031-32 | 2032-33 | 2033-34 | 2034-35 | 2035-36 | 2036-37 | 2037-38 | 2038-39 | 2039-40 | 2040-41 | 2041-42 | 2042-43 | 2043-44 | 2044-45 | 2045-46 | 2046-47 | 2047-48 | 2048-49 | 2049-50
QLD | Q1 | Far North QLD | Wind | 1014.6576 | 2792.2637 | 2751.2946 | 2948.6132 | 2740.4795 | 3021.6668 | 3189.7796 | 3183.4015 | 3002.2262 | 2608.3834 | 2840.5118 | 2989.2281 | 2938.5154 | 2729.3657 | 2899.1047 | 2921.0247 | 2859.7923 | 2803.4321 | 2441.3751 | 2228.1983 | 2331.2128 | 2230.2036 | 2108.4076 | 2251.1903 | 1650.2184 | 1681.4894
QLD | Q2 | North Qld Clean Energy Hub | Wind | 116.5117 | 151.5367 | 154.0297 | 164.5189 | 127.6237 | 130.2689 | 147.9945 | 150.2285 | 145.1315 | 133.3331 | 144.7262 | 154.3308 | 159.1647 | 129.8305 | 128.0454 | 139.789 | 143.6925 | 145.2235 | 134.8313 | 146.9716 | 154.9097 | 25.894 | 25.8934 | 26.2901 | 26.6277 | 27.1214
QLD | Q3 | Northern Qld | Wind | 0 | 0 | 0 | 0 | 0 | 0 | 0 | 0 | 0 | 0 | 0 | 0 | 0 | 0 | 0 | 0 | 0 | 0 | 0 | 0 | 0 | 0 | 0 | 0 | 0 | 0
QLD | Q4 | Isaac | Wind | 0 | 1090.2323 | 1738.4715 | 1764.3741 | 5195.6053 | 5333.3142 | 5814.4266 | 7166.298 | 6531.6171 | 7513.9512 | 7904.9917 | 7974.3982 | 7744.7874 | 8997.6304 | 8993.7093 | 9501.143 | 9850.7215 | 9350.7314 | 8906.0274 | 9065.3633 | 9095.7346 | 8701.6711 | 8804.4761 | 8772.2995 | 9205.2286 | 9727.7964
QLD | Q5 | Barcaldine | Wind | 0 | 0.00056258 | 238.5025 | 235.3437 | 264.7926 | 265.6595 | 349.5379 | 323.7633 | 1391.833 | 2440.5243 | 2410.3063 | 2488.019 | 2385.1656 | 2385.7899 | 2305.1916 | 2525.7936 | 2371.1694 | 2559.2404 | 2590.2818 | 2632.435 | 2722.0106 | 2541.9968 | 4482.7815 | 4274.3912 | 4930.948 | 4797.3008
QLD | Q6 | Fitzroy | Wind | 0 | 0.0018412 | 1142.7695 | 1193.8568 | 2572.174 | 2725.7033 | 3534.4414 | 5277.3393 | 5171.8008 | 6946.4976 | 7085.4696 | 6805.2698 | 6731.8103 | 9295.3263 | 9471.5986 | 9340.2704 | 9054.764 | 9247.4582 | 8667.1506 | 8793.736 | 8453.1552 | 8229.977 | 12539.7764 | 12651.684 | 12411.1577 | 12156.9417
QLD | Q7 | Wide Bay | Wind | 0 | 0.00024154 | 0.00032445 | 0.00031018 | 591.3962 | 629.3748 | 651.1404 | 592.1121 | 616.4712 | 579.8133 | 568.1863 | 579.0622 | 540.8064 | 621.1772 | 639.5442 | 634.9764 | 559.0856 | 606.5046 | 570.022 | 553.8599 | 563.1997 | 531.5548 | 816.0865 | 844.9938 | 842.5639 | 768.3714
QLD | Q8 | Darling Downs | Wind | 4400.5839 | 6375.8574 | 11161.8356 | 12040.6838 | 11866.4443 | 15086.7353 | 16791.8215 | 15508.0827 | 20931.8328 | 25701.3672 | 25353.7371 | 26476.4807 | 29101.5226 | 29024.2208 | 28183.5515 | 28690.7257 | 26071.6825 | 28685.9696 | 27276.7127 | 27037.4052 | 27036.7556 | 26920.6337 | 27343.076 | 26467.1681 | 26782.7987 | 24805.5129
QLD | Q9 | Banana | Wind | 0 | 0.00025948 | 0.00046968 | 0.00046376 | 2161.0945 | 2194.0177 | 2319.6187 | 2190.6348 | 2267.8254 | 2089.7264 | 2124.7218 | 2182.449 | 2078.2571 | 2198.0848 | 2192.5717 | 2224.9291 | 2069.8009 | 2210.5291 | 2052.9249 | 2078.9264 | 2125.5343 | 2006.9564 | 2161.9872 | 2131.1051 | 2155.3936 | 2034.7897
NSW | N1 | North West NSW | Wind | 0 | 0 | 0 | 0 | 0 | 0 | 0 | 0 | 0 | 0 | 0 | 0 | 0 | 0 | 0 | 0 | 0 | 0 | 0 | 0 | 0 | 0 | 0 | 0 | 0 | 0
NSW | N2 | New England | Wind | 1317.9969 | 8590.9416 | 9204.2331 | 10918.5371 | 18559.0071 | 19628.4619 | 22541.4571 | 21294.4806 | 22208.1151 | 21524.7685 | 22854.1501 | 23629.7364 | 24127.3265 | 25021.5261 | 22005.0897 | 22743.7486 | 21134.5347 | 22483.4887 | 21746.7044 | 20512.007 | 20974.3997 | 21489.728 | 22963.235 | 20497.8733 | 20795.761 | 18658.7312
NSW | N3 | Central-West Orana | Wind | 379.7506 | 3260.5452 | 4227.1341 | 4417.025 | 4516.2087 | 4590.38 | 4663.6651 | 4513.3462 | 6831.5028 | 6594.8246 | 6436.4608 | 6874.0292 | 7061.4054 | 6883.1853 | 6354.9742 | 6265.4198 | 6037.5705 | 6653.3092 | 6415.8391 | 6270.6685 | 6653.205 | 8398.8794 | 8480.6417 | 7846.2939 | 7710.5267 | 7104.594
NSW | N4 | Broken Hill | Wind | 627.1049 | 609.8344 | 785.4529 | 793.3206 | 742.3568 | 825.4428 | 849.7271 | 857.9078 | 842.8563 | 805.8307 | 788.5803 | 869.9954 | 864.6992 | 790.5593 | 819.2936 | 825.2126 | 826.6187 | 819.8927 | 781.4664 | 614.0899 | 681.9047 | 713.535 | 678.9799 | 710.2705 | 708.2385 | 711.9992
NSW | N5 | South West NSW | Wind | 0 | 0.001969 | 0.002124 | 0.0022121 | 0.0018125 | 0.0063844 | 0.0065157 | 1726.857 | 2567.1652 | 2542.8642 | 2594.2281 | 2758.9081 | 2822.8985 | 2389.8142 | 2552.7889 | 2548.2279 | 2675.3672 | 2427.1768 | 2775.7056 | 2838.4533 | 4392.7931 | 4536.7024 | 3883.5455 | 4140.7349 | 4225.4441 | 5468.0969
NSW | N6 | Wagga Wagga | Wind | 0 | 0.00055087 | 0.00058733 | 0.00059884 | 0.00054619 | 0.00080552 | 0.00082484 | 0.0011257 | 0.0012295 | 0.0012115 | 0.0010983 | 0.0011979 | 0.001312 | 0.0011893 | 0.001254 | 0.0011883 | 0.0019774 | 0.0020061 | 0.0021355 | 0.0019289 | 0.0021033 | 0.003011 | 0.0028116 | 0.0033057 | 0.0031487 | 0.012751
NSW | N7 | Tumut | Wind | 0 | 0 | 0 | 0 | 0 | 0 | 0 | 0 | 0 | 0 | 0 | 0 | 0 | 0 | 0 | 0 | 0 | 0 | 0 | 0 | 0 | 0 | 0 | 0 | 0 | 0
NSW | N8 | Cooma-Monaro | Wind | 312.3695 | 1130.6256 | 1172.9505 | 1156.5714 | 1212.9989 | 1184.0146 | 1280.2808 | 1303.0118 | 1170.9199 | 1200.2111 | 1163.3783 | 1250.7233 | 1199.7247 | 1237.804 | 1189.5271 | 1253.5098 | 1142.498 | 1065.1563 | 1106.4979 | 1039.3232 | 1126.5235 | 2091.7699 | 2298.1082 | 2255.325 | 2311.7092 | 2348.2134
VIC | V1 | Ovens Murray | Wind | 0 | 0 | 0 | 0 | 0 | 0 | 0 | 0 | 0 | 0 | 0 | 0 | 0 | 0 | 0 | 0 | 0 | 0 | 0 | 0 | 0 | 0 | 0 | 0 | 0 | 0
VIC | V2 | Murray River | Wind | 0 | 0 | 0 | 0 | 0 | 0 | 0 | 0 | 0 | 0 | 0 | 0 | 0 | 0 | 0 | 0 | 0 | 0 | 0 | 0 | 0 | 0 | 0 | 0 | 0 | 0
VIC | V3 | Western Victoria | Wind | 4887.5496 | 4643.3259 | 4837.8562 | 8326.5967 | 8653.3806 | 10399.1487 | 10419.9637 | 11378.5048 | 10502.7211 | 10440.2236 | 9724.2132 | 10293.013 | 10517.0929 | 9245.7618 | 9874.072 | 9111.7053 | 9825.1417 | 9103.2871 | 9160.7196 | 8738.136 | 8437.6376 | 9197.9535 | 9140.0152 | 9585.1915 | 9018.2158 | 8114.4374
VIC | V4 | South West Victoria | Wind | 5606.7732 | 8378.4997 | 8768.4071 | 11551.1101 | 10853.1819 | 13052.0804 | 13442.9264 | 14827.6322 | 12881.5778 | 13054.0674 | 13252.6107 | 13853.0893 | 14273.6098 | 12370.3147 | 12439.896 | 11390.0073 | 12050.3455 | 10726.518 | 12148.2362 | 12458.3604 | 13237.6357 | 11709.3734 | 10290.865 | 10963.6249 | 10322.5573 | 11457.3095
VIC | V5 | Gippsland | Wind | 0 | 0.00048304 | 1432.0034 | 3137.8586 | 2799.8115 | 2866.0329 | 2763.5838 | 3033.958 | 2777.323 | 2741.6651 | 2734.2097 | 2745.0927 | 3034.2974 | 2625.0074 | 2650.7717 | 2458.5833 | 2647.7574 | 2502.1603 | 2514.5779 | 2543.8459 | 2579.7015 | 2940.3877 | 2604.1239 | 3140.0828 | 2990.2195 | 3283.3678
VIC | V6 | Central North VIC | Wind | 0 | 0.00020516 | 0.00134 | 0.0094266 | 0.0083566 | 0.0090395 | 0.0090843 | 0.0097956 | 0.010378 | 0.010373 | 0.009154 | 0.0098912 | 0.0097901 | 0.0085545 | 0.0088065 | 0.0081293 | 0.0085459 | 0.0088307 | 0.0087074 | 0.007734 | 0.0085359 | 0.0085954 | 0.0076325 | 0.01065 | 0.010023 | 0.01661
SA | S1 | South East SA | Wind | 654.4242 | 625.9276 | 760.2122 | 787.8089 | 646.5218 | 2936.1844 | 2849.2388 | 3215.9704 | 3652.9961 | 3673.6109 | 3564.8576 | 3678.9753 | 3823.2974 | 3371.6494 | 3515.3917 | 3364.199 | 3660.2957 | 3378.3793 | 3521.8058 | 3414.7196 | 3751.2174 | 4494.9913 | 3874.5456 | 4832.76 | 4841.7037 | 5585.0892
SA | S2 | Riverland | Wind | 0 | 0.00016146 | 0.00082815 | 0.00079066 | 0.00065715 | 0.00080435 | 0.0014786 | 0.0015102 | 0.0022508 | 0.0023555 | 0.0021895 | 0.0027267 | 0.0026075 | 0.0022406 | 0.0024442 | 0.0024554 | 0.0026896 | 0.0024492 | 0.0038798 | 0.0036345 | 0.0041335 | 0.0040098 | 0.0034249 | 0.0039808 | 0.0041692 | 0.004389
SA | S3 | Mid-North SA | Wind | 3934.3776 | 4472.8804 | 6060.938 | 6086.8625 | 5625.9816 | 6289.0707 | 6355.6233 | 6719.396 | 5966.057 | 5891.9526 | 5488.5888 | 6682.4837 | 6706.4743 | 7096.258 | 7338.8905 | 6447.0997 | 6822.4547 | 6303.4799 | 6334.907 | 5507.9835 | 6329.0934 | 5828.5647 | 5075.3341 | 5242.1088 | 5164.1902 | 5490.9718
SA | S4 | Yorke Peninsula | Wind | 233.5796 | 193.8224 | 294.934 | 305.8485 | 294.7906 | 268.4251 | 271.7866 | 317.5054 | 273.9454 | 295.901 | 266.5711 | 307.584 | 294.0509 | 274.7827 | 284.2561 | 279.5628 | 310.0981 | 281.8216 | 289.8688 | 267.4332 | 310.3416 | 291.2998 | 263.8448 | 267.5316 | 259.389 | 285.1842
SA | S5 | Northern SA | Wind | 1263.52 | 1132.2371 | 1340.9866 | 1380.1931 | 1269.556 | 1255.1913 | 1291.0598 | 1287.4961 | 1162.1284 | 1211.387 | 1171.8458 | 1270.9026 | 1294.7891 | 1213.0061 | 1229.5307 | 1258.7104 | 1244.6722 | 1164.3887 | 1176.5117 | 1156.5455 | 1253.7898 | 592.3931 | 467.5364 | 465.3241 | 483.3158 | 513.0383
SA | S6 | Leigh Creek | Wind | 0 | 0.00033803 | 0.0018699 | 0.0018568 | 1966.1954 | 1873.4782 | 1912.324 | 1885.5323 | 1798.5324 | 1762.9691 | 1653.7166 | 1770.3854 | 1737.1277 | 1877.6797 | 1818.0556 | 1849.4622 | 1790.7156 | 1741.5742 | 1641.7038 | 1572.2596 | 1673.368 | 1663.4038 | 4731.0124 | 4613.9444 | 4641.0417 | 4587.5863
SA | S7 | Roxby Downs | Wind | 0 | 0 | 0 | 0 | 0 | 0 | 0 | 0 | 0 | 0 | 0 | 0 | 0 | 0 | 0 | 0 | 0 | 0 | 0 | 0 | 0 | 0 | 0 | 0 | 0 | 0
SA | S8 | Eastern Eyre Peninsula | Wind | 291.825 | 263.155 | 328.4776 | 330.6839 | 338.5776 | 331.9428 | 467.8545 | 483.3894 | 819.1044 | 840.5453 | 792.3698 | 759.7157 | 715.2507 | 698.3416 | 712.3791 | 715.7374 | 782.212 | 702.2177 | 695.8514 | 667.6997 | 875.2792 | 851.8679 | 779.2505 | 796.4033 | 779.5789 | 854.7562
SA | S9 | Western Eyre Peninsula | Wind | 0 | 0.00029639 | 1030.4009 | 997.589 | 962.6729 | 950.954 | 952.8065 | 1128.1055 | 1049.9662 | 1059.1406 | 987.2394 | 1121.1294 | 1059.4303 | 1036.1421 | 1048.3789 | 1061.9037 | 1178.297 | 1044.7641 | 1024.5994 | 959.0116 | 1104.2352 | 1056.5288 | 977.676 | 989.97 | 973.6104 | 1091.3764
TAS | T1 | North East Tasmania | Wind | 500.797 | 566.9642 | 538.1552 | 553.8897 | 511.3834 | 475.238 | 455.9634 | 515.9207 | 482.3959 | 484.3387 | 541.5944 | 516.5146 | 536.2306 | 507.9796 | 479.0122 | 473.9827 | 526.494 | 484.5385 | 484.6526 | 555.8127 | 529.2011 | 542.1791 | 510.007 | 480.3136 | 477.6503 | 529.8241
TAS | T2 | North West Tasmania | Wind | 835.044 | 887.9829 | 949.1593 | 956.1384 | 821.5687 | 1840.6339 | 2669.1226 | 2947.6367 | 3547.541 | 3385.5428 | 3524.7348 | 3642.7155 | 3672.3908 | 3591.6043 | 3596.9428 | 3411.2493 | 3609.301 | 3554.5895 | 3391.2445 | 3565.8301 | 3672.6319 | 3688.4835 | 3600.5643 | 3595.0073 | 3416.5035 | 3615.0183
TAS | T3 | Central Highlands | Wind | 475.0243 | 748.6721 | 1838.1445 | 3336.4045 | 4366.3999 | 4652.0812 | 4345.2911 | 4597.1543 | 4659.7845 | 4513.4935 | 4858.2657 | 5023.9852 | 5532.8859 | 5466.8637 | 5726.7546 | 5506.4327 | 5569.1586 | 5465.6379 | 5326.7401 | 5517.6367 | 5330.4266 | 5699.1245 | 5604.7976 | 5731.0407 | 5389.6423 | 5454.592
Region | REZ | REZ Name | Technology | 2024-25 | 2025-26 | 2026-27 | 2027-28 | 2028-29 | 2029-30 | 2030-31 | 2031-32 | 2032-33 | 2033-34 | 2034-35 | 2035-36 | 2036-37 | 2037-38 | 2038-39 | 2039-40 | 2040-41 | 2041-42 | 2042-43 | 2043-44 | 2044-45 | 2045-46 | 2046-47 | 2047-48 | 2048-49 | 2049-50
NSW | O1 | Hunter Coast | Offshore Wind | 0 | 0 | 0 | 2.7245e-05 | 3.2925e-05 | 3.0567e-05 | 4.36e-05 | 4.1661e-05 | 5.1285e-05 | 5.2812e-05 | 5.851e-05 | 6.273e-05 | 7.2857e-05 | 8.3948e-05 | 6.9684e-05 | 8.8019e-05 | 8.0488e-05 | 9.8799e-05 | 0.00011303 | 0.00012198 | 0.00012009 | 0.00013578 | 0.0001614 | 0.00013343 | 0.00017715 | 0.00015881
NSW | O2 | Illawarra Coast | Offshore Wind | 0 | 0 | 0 | 2.449e-05 | 0.000153 | 0.00014659 | 0.00017864 | 0.00018756 | 0.00021956 | 0.00022138 | 0.00021918 | 0.00027865 | 0.00026791 | 0.0003593 | 0.00032558 | 0.00036865 | 0.0004122 | 0.00045373 | 0.00049436 | 0.00049124 | 0.00053202 | 0.00051701 | 0.00077613 | 0.00070491 | 0.0010294 | 0.0010494
VIC | O3 | Gippsland Coast | Offshore Wind | 0 | 0 | 0 | 3.3583e-05 | 1855.528 | 3729.5514 | 5513.2306 | 7942.6217 | 9752.6151 | 12495.6111 | 15262.2861 | 18933.1521 | 18327.5401 | 18482.1431 | 18076.8031 | 17401.4452 | 18640.4752 | 17412.6002 | 17934.5762 | 18101.8732 | 18888.3382 | 18640.0532 | 18374.0432 | 18067.0332 | 17583.6352 | 19097.5552
TAS | O4 | North West Tasmania Coast | Offshore Wind | 0 | 0 | 0 | 2.4908e-05 | 0.00010589 | 0.00013433 | 0.00014006 | 0.00016034 | 0.00018922 | 0.00021003 | 0.00017764 | 0.00020543 | 0.00021589 | 0.00022868 | 0.00024934 | 0.000354 | 0.00039016 | 0.00035312 | 0.00036566 | 0.00036492 | 0.00038744 | 0.0003837 | 0.00037215 | 0.00038869 | 0.00037434 | 0.00041464
VIC | O5 | Portland Coast | Offshore Wind | 0 | 0 | 0 | 2.4868e-05 | 0.00031335 | 0.0029212 | 0.0028894 | 0.0029272 | 0.0026686 | 0.0026755 | 0.0026461 | 578.3164 | 4229.3185 | 6817.8381 | 11104.5461 | 13664.7372 | 14299.9062 | 13031.2432 | 13121.9582 | 12960.4372 | 13872.1692 | 14245.7442 | 13584.1652 | 14611.2432 | 13768.1932 | 14585.6572
SA | O6 | South East SA Coast | Offshore Wind | 0 | 0 | 0 | 2.3826e-05 | 0.00010561 | 0.00013922 | 0.00014445 | 0.00016012 | 0.00017018 | 0.00018666 | 0.0001917 | 0.00019788 | 0.00022567 | 0.00024067 | 0.0003103 | 0.0003101 | 0.0003335 | 0.00032611 | 0.00040827 | 0.00041264 | 0.00040086 | 0.00048653 | 0.0004823 | 0.00063899 | 0.00062426 | 0.00067283

## BaseCase_REZ Capacity
Installed capacity by REZ (MW) - BaseCase, Step Change scenario
Capacity calculated on 1 July. In early study years some wind and solar projects enter later in the financial year and are therefore reflected in the following financial year's capacity.
Note: the REZ capacity includes capacity from the existing, committed and anticipated renewables mapped to the relevant REZs
Explicitly modelled generation
Region | REZ | REZ Name | Technology | 2024-25 | 2025-26 | 2026-27 | 2027-28 | 2028-29 | 2029-30 | 2030-31 | 2031-32 | 2032-33 | 2033-34 | 2034-35 | 2035-36 | 2036-37 | 2037-38 | 2038-39 | 2039-40 | 2040-41 | 2041-42 | 2042-43 | 2043-44 | 2044-45 | 2045-46 | 2046-47 | 2047-48 | 2048-49 | 2049-50
QLD | Q1 | Far North QLD | Solar | 0 | 0 | 0 | 0 | 0 | 0 | 0 | 0 | 0 | 0 | 0 | 0 | 0 | 0 | 0 | 0 | 0 | 0 | 0 | 0 | 0 | 0 | 0 | 0 | 0 | 0
QLD | Q2 | North Qld Clean Energy Hub | Solar | 83 | 83 | 83 | 83 | 83 | 83 | 83 | 83 | 83 | 83 | 83 | 83 | 83 | 33 | 33 | 33 | 33 | 33 | 33 | 33 | 33 | 33 | 18 | 18 | 0 | 0
QLD | Q3 | Northern Qld | Solar | 513.997 | 513.997 | 513.997 | 513.997 | 513.9972 | 513.9973 | 513.9997 | 513.9997 | 513.9997 | 514.0175 | 514.0175 | 514.0175 | 514.0175 | 1695.6714 | 1695.6714 | 1695.6714 | 1695.6714 | 1695.6714 | 2064.3427 | 2090.1204 | 2090.1204 | 2188.7126 | 2631.2438 | 2520.8438 | 2793.6478 | 2739.036
QLD | Q4 | Isaac | Solar | 684.9 | 684.9 | 684.9 | 684.9 | 684.9002 | 684.9004 | 684.9023 | 684.9024 | 684.9024 | 684.9024 | 684.9024 | 684.9024 | 684.9024 | 684.9024 | 684.9031 | 684.9031 | 684.9031 | 684.9035 | 715.7133 | 715.7133 | 673.2133 | 673.2134 | 673.2134 | 958.0144 | 710.3033 | 587.3691
QLD | Q5 | Barcaldine | Solar | 14 | 14 | 14 | 14.0001 | 14.0048 | 14.0048 | 62.5116 | 85.3063 | 289.0532 | 454.2505 | 454.2505 | 487.7901 | 495.6479 | 649.5344 | 649.5344 | 649.5346 | 649.5346 | 649.5347 | 753.8005 | 739.8005 | 779.5439 | 927.4509 | 1596.0364 | 1671.9893 | 1762.8436 | 1825.2498
QLD | Q6 | Fitzroy | Solar | 401.5 | 401.5 | 401.5 | 401.5 | 401.5002 | 401.5003 | 401.5007 | 487.9132 | 487.9132 | 487.9133 | 487.9133 | 487.9133 | 487.9133 | 542.5148 | 542.5148 | 542.5148 | 542.5149 | 542.5149 | 2934.0286 | 3466.081 | 3466.081 | 4836.809 | 5963.4062 | 5963.4062 | 5963.4062 | 6796.3496
QLD | Q7 | Wide Bay | Solar | 607.83 | 607.83 | 607.83 | 607.8301 | 607.8302 | 607.8302 | 607.8302 | 607.8305 | 607.8305 | 607.8305 | 607.8305 | 607.8305 | 607.8305 | 607.8311 | 607.8323 | 607.8384 | 607.8439 | 607.8439 | 671.8225 | 718.7015 | 718.7015 | 1326.1754 | 1387.3385 | 1310.5473 | 1310.5474 | 2444.2
QLD | Q8 | Darling Downs | Solar | 1636.558 | 1636.558 | 1636.558 | 1636.5582 | 1636.5583 | 1636.5584 | 2972.6159 | 4289.557 | 4555.596 | 5654.375 | 6215.897 | 6217.0023 | 6369.6337 | 7019.0136 | 7019.0136 | 7309.2055 | 8077.289 | 8077.289 | 8507.558 | 8482.558 | 8323.958 | 8291.854 | 8042.5 | 7642.5 | 7608 | 8502.992
QLD | Q9 | Banana | Solar | 0 | 0 | 0 | 0.0001072 | 0.00013415 | 0.00026477 | 0.00096442 | 0.015238 | 0.015239 | 0.01526 | 0.01526 | 0.01526 | 0.015323 | 0.060172 | 1414.2893 | 1492.0172 | 4906.312 | 5721.432 | 6100 | 6100 | 6100 | 6100 | 6100 | 6100 | 6100 | 6782.7812
NSW | N1 | North West NSW | Solar | 166 | 166.0001 | 166.0003 | 166.0004 | 192.5476 | 192.5476 | 192.5476 | 192.5476 | 192.5476 | 192.5476 | 192.5476 | 192.5476 | 192.5476 | 211.1485 | 215.8425 | 230.5553 | 246.9999 | 246.9999 | 250.6321 | 265.4123 | 265.4123 | 265.4123 | 269.481 | 279.8711 | 279.8711 | 279.8712
NSW | N2 | New England | Solar | 555 | 620 | 620 | 620 | 620 | 620.0004 | 820.6356 | 1217.7054 | 1217.7054 | 1931.9171 | 1931.9171 | 1931.9171 | 1931.9171 | 2230.8333 | 3540 | 3540 | 3540 | 3540 | 4891.8477 | 4997.7295 | 4997.7295 | 4997.7295 | 6713.546 | 7037.1567 | 7886.9062 | 11207.569
NSW | N3 | Central-West Orana | Solar | 902.095 | 1739.095 | 1739.095 | 1739.095 | 2299.0053 | 5429.0222 | 5429.0222 | 5429.0222 | 5429.0222 | 5429.0222 | 5429.0222 | 5429.0222 | 5429.0222 | 6511.0213 | 7371.004 | 7752.095 | 7752.095 | 7752.095 | 7650.07 | 7650.07 | 7650.07 | 7650.07 | 7650.07 | 7966.971 | 9871.086 | 9668.046
NSW | N4 | Broken Hill | Solar | 53 | 53.0001 | 53.0002 | 53.0003 | 91.9338 | 91.9338 | 91.9338 | 91.9338 | 91.9339 | 91.9339 | 91.9339 | 91.9339 | 91.9339 | 223.3687 | 223.3687 | 223.3687 | 223.3687 | 223.3687 | 223.3687 | 286.931 | 286.931 | 286.931 | 306.061 | 311.645 | 311.645 | 311.645
NSW | N5 | South West NSW | Solar | 1500.4 | 1500.4 | 1500.4 | 1500.4002 | 1500.4012 | 1500.4012 | 1500.4012 | 1500.4012 | 1500.4012 | 1500.4012 | 1500.4012 | 1500.4012 | 1500.4012 | 3470.12 | 3319.8201 | 3319.8201 | 3444.258 | 4190.5197 | 4190.5197 | 4240.6833 | 4240.6833 | 4240.6833 | 4868.3017 | 4868.3017 | 4868.3017 | 4478.004
NSW | N6 | Wagga Wagga | Solar | 683.028 | 683.028 | 683.028 | 683.0281 | 683.0285 | 683.0285 | 683.0285 | 683.0285 | 683.0285 | 683.0285 | 683.0285 | 683.0285 | 683.0285 | 683.0293 | 683.0293 | 683.0293 | 683.0293 | 683.0309 | 683.0309 | 683.031 | 683.031 | 1155.8192 | 1711.028 | 1711.028 | 1711.028 | 1711.028
NSW | N7 | Tumut | Solar | 0 | 0 | 0 | 0 | 0 | 0 | 0 | 0 | 0 | 0 | 0 | 0 | 0 | 0 | 0 | 0 | 0 | 0 | 0 | 0 | 0 | 0 | 0 | 0 | 0 | 0
NSW | N8 | Cooma-Monaro | Solar | 0 | 0 | 0 | 0 | 0 | 0 | 0 | 0 | 0 | 0 | 0 | 0 | 0 | 0 | 0 | 0 | 0 | 0 | 0 | 0 | 0 | 0 | 0 | 0 | 0 | 0
VIC | V1 | Ovens Murray | Solar | 0 | 0 | 0.00011561 | 0.0037368 | 0.004478 | 0.0044782 | 0.004479 | 0.0044793 | 0.004498 | 0.0044982 | 0.0044983 | 0.0044984 | 0.0044985 | 0.0060261 | 0.0060358 | 468.7348 | 468.7348 | 999.9999 | 999.9999 | 1000.0001 | 1000.0001 | 1000.0001 | 1039.7534 | 1039.7534 | 1085.6425 | 1085.6425
VIC | V2 | Murray River | Solar | 679.093 | 774.093 | 774.093 | 774.093 | 774.093 | 774.093 | 774.093 | 774.093 | 2214.873 | 2214.873 | 2214.873 | 2214.873 | 2214.873 | 2291.4974 | 2479.4579 | 2600.3076 | 2600.3076 | 2935.5764 | 2935.5764 | 3153.6367 | 3153.6367 | 3122.5337 | 3367.2332 | 3430.6497 | 3533.0586 | 3354.772
VIC | V3 | Western Victoria | Solar | 0 | 0 | 0 | 0.00050489 | 0.00050892 | 0.0005093 | 0.0005095 | 0.00051006 | 0.00051212 | 0.00051317 | 0.00051332 | 0.00051341 | 0.00051372 | 0.00051679 | 0.00067846 | 0.00069174 | 0.00082979 | 286.6443 | 286.6443 | 286.6443 | 400 | 400 | 400 | 400 | 400.0001 | 400.0001
VIC | V4 | South West Victoria | Solar | 0 | 0 | 0 | 0 | 0 | 0 | 0 | 0 | 0 | 0 | 0 | 0 | 0 | 0 | 0 | 0 | 0 | 0 | 0 | 0 | 0 | 0 | 0 | 0 | 0 | 0
VIC | V5 | Gippsland | Solar | 0 | 77 | 77 | 77 | 77 | 77 | 77 | 77 | 77 | 77 | 77 | 77 | 77 | 77 | 77 | 77 | 77.0001 | 77.0008 | 77.0008 | 500 | 500.0001 | 500.0001 | 500.0001 | 500.0001 | 500.0002 | 500.0002
VIC | V6 | Central North VIC | Solar | 402.48 | 622.48 | 622.48 | 622.48 | 622.48 | 622.48 | 622.48 | 622.48 | 622.48 | 622.48 | 622.48 | 622.48 | 622.48 | 622.48 | 622.48 | 622.48 | 622.48 | 880.5691 | 880.5691 | 998.9159 | 959.3917 | 959.3917 | 1056.9788 | 1056.9788 | 1084.3488 | 1084.3488
SA | S1 | South East SA | Solar | 155.16 | 512.16 | 512.16 | 512.16 | 512.16 | 512.16 | 512.16 | 512.16 | 512.16 | 512.16 | 512.16 | 512.16 | 512.16 | 512.16 | 512.16 | 512.16 | 512.16 | 512.16 | 512.16 | 512.16 | 512.16 | 512.16 | 512.16 | 512.16 | 512.16 | 404.16
SA | S2 | Riverland | Solar | 25.26 | 55.26 | 55.26 | 55.26 | 55.26 | 55.26 | 55.26 | 49.14 | 49.14 | 49.14 | 49.14 | 49.14 | 49.14 | 203.645 | 203.645 | 203.6452 | 915.3307 | 1764.5209 | 2451.5614 | 3077.9144 | 3077.9144 | 3070.5344 | 3322.074 | 3322.074 | 3322.074 | 3322.074
SA | S3 | Mid-North SA | Solar | 0 | 0 | 0.00010182 | 0.00026248 | 0.00033002 | 0.00033039 | 0.00033093 | 0.00033218 | 0.00041543 | 0.00041708 | 0.00041718 | 0.00041726 | 0.0004176 | 0.00087056 | 0.00087449 | 0.0012076 | 0.0012144 | 0.0032201 | 0.0032523 | 0.004652 | 0.0046523 | 0.0046531 | 0.0046679 | 0.0046691 | 0.0046731 | 0.0046749
SA | S4 | Yorke Peninsula | Solar | 0 | 0 | 0 | 0 | 0 | 0 | 0 | 0 | 0 | 0 | 0 | 0 | 0 | 0 | 0 | 0 | 0 | 0 | 0 | 0 | 0 | 0 | 0 | 0 | 0 | 0
SA | S5 | Northern SA | Solar | 349.2 | 349.2 | 349.2001 | 349.2004 | 349.2004 | 349.2004 | 349.2004 | 349.2004 | 349.2005 | 349.2005 | 349.2005 | 349.2005 | 349.2005 | 349.2013 | 349.2013 | 349.2016 | 349.2016 | 349.2052 | 349.2316 | 349.2316 | 79.2316 | 79.2316 | 79.2316 | 0.031644 | 0.031648 | 0.03165
SA | S6 | Leigh Creek | Solar | 0 | 0 | 0.00015455 | 0.00034604 | 69.028 | 69.028 | 69.028 | 69.028 | 69.028 | 69.028 | 69.028 | 69.028 | 69.028 | 298.6048 | 375.5154 | 466.4353 | 466.7849 | 513.6547 | 513.6547 | 582.0286 | 582.0286 | 582.0286 | 1530.7866 | 1530.7866 | 1735.0508 | 1735.0508
SA | S7 | Roxby Downs | Solar | 0 | 0 | 0.00015877 | 141.9115 | 141.9115 | 141.9115 | 141.9115 | 141.9115 | 141.9115 | 141.9115 | 141.9115 | 141.9115 | 141.9115 | 605.8742 | 605.8742 | 667.3463 | 667.3463 | 667.3464 | 667.3464 | 702.4652 | 702.4652 | 702.4652 | 731.9573 | 731.9573 | 743.9772 | 743.9772
SA | S8 | Eastern Eyre Peninsula | Solar | 0 | 0 | 0 | 0.00016374 | 0.00017999 | 0.00018223 | 0.00019124 | 0.00019244 | 0.00024864 | 0.0002586 | 0.00025874 | 0.00025882 | 0.0002593 | 0.00032051 | 0.00044533 | 0.0006324 | 0.00063477 | 0.00091997 | 0.00099287 | 0.0015002 | 0.0015005 | 0.0015013 | 0.0015072 | 0.0015095 | 0.0016002 | 0.0016034
SA | S9 | Western Eyre Peninsula | Solar | 0 | 0 | 0.00011746 | 0.00039857 | 0.00049046 | 0.00049113 | 0.00049161 | 0.00049312 | 0.00057765 | 0.00057975 | 0.00057986 | 0.00057993 | 0.0005802 | 0.0011861 | 0.001368 | 0.012239 | 0.012261 | 242.6551 | 245.2602 | 273.0549 | 273.0549 | 273.0549 | 273.0549 | 273.0549 | 273.0549 | 273.055
TAS | T1 | North East Tasmania | Solar | 0 | 0 | 0 | 0 | 0 | 0.00013335 | 0.00013437 | 0.00013483 | 0.00013613 | 0.0001362 | 0.00013621 | 0.00013623 | 0.00013629 | 0.00013782 | 0.00014326 | 0.0001704 | 0.00019087 | 0.00020479 | 0.00022411 | 0.00022674 | 0.00025727 | 0.00026644 | 0.00030188 | 0.00033078 | 0.0003832 | 0.00038727
TAS | T2 | North West Tasmania | Solar | 0 | 0 | 0 | 0 | 0 | 0.00012123 | 0.00015744 | 0.00016261 | 0.0002352 | 0.00023557 | 0.00023561 | 0.00023566 | 0.00023605 | 0.00024912 | 0.00041639 | 0.001758 | 0.0017611 | 0.0017629 | 0.0017647 | 0.0017653 | 0.0017663 | 0.0017677 | 0.0017705 | 0.0017738 | 0.0017805 | 0.0017831
TAS | T3 | Central Highlands | Solar | 0 | 0 | 0 | 0 | 0 | 0.00010659 | 0.00012505 | 0.00012588 | 0.0001276 | 0.0001279 | 0.00012792 | 0.00012795 | 0.00012816 | 0.00012945 | 0.00013884 | 0.00016742 | 0.00018552 | 0.00020445 | 0.00022846 | 0.00023109 | 0.00026198 | 0.00027057 | 0.00030823 | 0.00033639 | 0.00038106 | 0.00039006
Region | REZ | REZ Name | Technology | 2024-25 | 2025-26 | 2026-27 | 2027-28 | 2028-29 | 2029-30 | 2030-31 | 2031-32 | 2032-33 | 2033-34 | 2034-35 | 2035-36 | 2036-37 | 2037-38 | 2038-39 | 2039-40 | 2040-41 | 2041-42 | 2042-43 | 2043-44 | 2044-45 | 2045-46 | 2046-47 | 2047-48 | 2048-49 | 2049-50
QLD | Q1 | Far North QLD | Wind | 330.318 | 821.7533 | 821.7534 | 821.7534 | 821.7534 | 821.7534 | 821.7534 | 821.7534 | 821.7534 | 821.7534 | 821.7534 | 821.7534 | 821.7534 | 821.7534 | 821.7534 | 821.7534 | 821.7534 | 821.7534 | 821.7534 | 641.2354 | 641.2354 | 641.2354 | 641.2354 | 641.2354 | 491.4354 | 491.4354
QLD | Q2 | North Qld Clean Energy Hub | Wind | 43.2 | 51.7643 | 51.7643 | 51.7643 | 51.7643 | 51.7643 | 51.7643 | 51.7643 | 51.7643 | 51.7643 | 51.7643 | 51.7643 | 51.7643 | 51.7643 | 51.7643 | 51.7643 | 51.7643 | 51.7643 | 51.7643 | 51.7643 | 51.7643 | 8.5643 | 8.5643 | 8.5643 | 8.5643 | 8.5643
QLD | Q3 | Northern Qld | Wind | 0 | 0 | 0 | 0 | 0 | 0 | 0 | 0 | 0 | 0 | 0 | 0 | 0 | 0 | 0 | 0 | 0 | 0 | 0 | 0 | 0 | 0 | 0 | 0 | 0 | 0
QLD | Q4 | Isaac | Wind | 0 | 450.0002 | 721.6658 | 721.6658 | 2158.2437 | 2158.2437 | 2158.5106 | 2541.5253 | 2541.5253 | 3102.647 | 3215.1914 | 3215.1917 | 3215.1917 | 3800 | 3800 | 3800 | 3800 | 3800 | 3800 | 3800 | 3800 | 3800 | 3800 | 3800 | 3800 | 3800
QLD | Q5 | Barcaldine | Wind | 0 | 0.00015499 | 95.0184 | 95.0185 | 113.0538 | 113.0538 | 128.9283 | 130.1111 | 527.5488 | 986.0155 | 1000.0014 | 1000.0014 | 1000.0014 | 1000.0203 | 1000.0203 | 1000.0203 | 1000.0203 | 1000.0204 | 1092.3447 | 1140.7578 | 1140.7578 | 1140.7579 | 1995.4273 | 1995.4273 | 2089.0267 | 2089.0267
QLD | Q6 | Fitzroy | Wind | 0 | 0.00059412 | 438.3633 | 438.3633 | 900.0004 | 900.0178 | 1188.6072 | 1837.1657 | 1837.1657 | 2671.5889 | 2671.5889 | 2671.5889 | 2671.5889 | 3500 | 3500 | 3500 | 3500 | 3500 | 3500 | 3500 | 3500 | 3500 | 4920.9998 | 4921 | 4921 | 4921
QLD | Q7 | Wide Bay | Wind | 0 | 0 | 0 | 0 | 270.8098 | 270.8098 | 270.8098 | 270.8098 | 270.8098 | 270.8098 | 270.8098 | 270.8098 | 270.8098 | 278.0494 | 278.0494 | 278.0494 | 278.0494 | 278.0494 | 278.0494 | 278.0494 | 278.0494 | 278.0494 | 387.7447 | 387.7447 | 387.7447 | 387.7447
QLD | Q8 | Darling Downs | Wind | 1548.89 | 2292.9456 | 4163.0838 | 4163.0838 | 4163.084 | 5534.5426 | 5865.1598 | 5865.1598 | 7479.545 | 9813.3827 | 9813.3827 | 9813.3827 | 10814.746 | 10814.746 | 10814.746 | 10814.746 | 10814.746 | 10814.7464 | 10814.7464 | 10814.7464 | 10361.8564 | 10373.672 | 10373.672 | 10373.672 | 10373.672 | 10373.672
QLD | Q9 | Banana | Wind | 0 | 0 | 0.00014835 | 0.0001492 | 899.9999 | 900 | 900.0001 | 900.0001 | 900.0004 | 900.0005 | 900.0006 | 900.0006 | 900.0007 | 900.0021 | 900.0021 | 900.0021 | 900.0021 | 900.0021 | 900.0021 | 900.0021 | 900.0021 | 900.0023 | 900.0023 | 900.0023 | 900.0023 | 900.0023
NSW | N1 | North West NSW | Wind | 0 | 0 | 0 | 0 | 0 | 0 | 0 | 0 | 0 | 0 | 0 | 0 | 0 | 0 | 0 | 0 | 0 | 0 | 0 | 0 | 0 | 0 | 0 | 0 | 0 | 0
NSW | N2 | New England | Wind | 442.48 | 2951.0397 | 3125.7767 | 3532.726 | 5988.2832 | 6860.709 | 7337.872 | 7337.872 | 7474.5054 | 7474.5054 | 7842.48 | 7842.48 | 7842.48 | 7842.48 | 7670 | 7670 | 7670 | 7670 | 7670 | 7400 | 7400 | 7400 | 7400 | 7400 | 7400 | 7400
NSW | N3 | Central-West Orana | Wind | 113.19 | 1223.1659 | 1531.19 | 1531.19 | 1531.19 | 1674.9674 | 1674.9674 | 1674.9674 | 2436.2952 | 2436.2952 | 2436.2952 | 2436.2952 | 2436.2952 | 2436.2952 | 2436.2952 | 2436.2952 | 2436.2952 | 2501.4666 | 2501.4666 | 2501.4666 | 2501.4666 | 3113.1898 | 3113.19 | 3113.19 | 3113.19 | 3000
NSW | N4 | Broken Hill | Wind | 198.94 | 198.9404 | 256.1463 | 256.1463 | 256.1463 | 275.9143 | 275.9143 | 275.9143 | 285.7902 | 285.7902 | 285.7902 | 293.4905 | 293.4905 | 293.4905 | 293.4905 | 293.4905 | 293.4905 | 298.0159 | 298.64 | 277.7774 | 285.7374 | 307.628 | 307.6281 | 307.6281 | 312.7054 | 312.7054
NSW | N5 | South West NSW | Wind | 0 | 0.00093453 | 0.00094089 | 0.00094174 | 0.00094181 | 0.0029009 | 0.002959 | 668.9644 | 1100.0017 | 1100.0018 | 1100.0018 | 1100.0019 | 1100.0019 | 1100.0019 | 1100.0019 | 1100.0019 | 1100.0039 | 1100.0039 | 1276.0522 | 1276.0522 | 1867.6775 | 1905.5286 | 1905.5286 | 1905.5286 | 1961.0438 | 2425.0005
NSW | N6 | Wagga Wagga | Wind | 0 | 0.00030302 | 0.00030411 | 0.00030483 | 0.00030589 | 0.00042848 | 0.00045128 | 0.00060517 | 0.00067323 | 0.00067579 | 0.00067595 | 0.0006844 | 0.00072906 | 0.00073088 | 0.00077727 | 0.00078055 | 0.0011821 | 0.0012288 | 0.0013287 | 0.0013294 | 0.0013401 | 0.0018371 | 0.0018432 | 0.0021798 | 0.0021847 | 0.0078814
NSW | N7 | Tumut | Wind | 0 | 0 | 0 | 0 | 0 | 0 | 0 | 0 | 0 | 0 | 0 | 0 | 0 | 0 | 0 | 0 | 0 | 0 | 0 | 0 | 0 | 0 | 0 | 0 | 0 | 0
NSW | N8 | Cooma-Monaro | Wind | 113 | 385.0549 | 385.0549 | 385.0549 | 408.606 | 413 | 413 | 413 | 413 | 413 | 413 | 413 | 413.0001 | 438.4611 | 438.4611 | 438.4611 | 383.5855 | 383.5855 | 383.5855 | 383.5855 | 383.5855 | 752.9692 | 828 | 828 | 828 | 828
VIC | V1 | Ovens Murray | Wind | 0 | 0 | 0 | 0 | 0 | 0 | 0 | 0 | 0 | 0 | 0 | 0 | 0 | 0 | 0 | 0 | 0 | 0 | 0 | 0 | 0 | 0 | 0 | 0 | 0 | 0
VIC | V2 | Murray River | Wind | 0 | 0 | 0 | 0 | 0 | 0 | 0 | 0 | 0 | 0 | 0 | 0 | 0 | 0 | 0 | 0 | 0 | 0 | 0 | 0 | 0 | 0 | 0 | 0 | 0 | 0
VIC | V3 | Western Victoria | Wind | 1934.5 | 1934.5 | 1934.5005 | 2867.4595 | 3252.4139 | 3687.0205 | 3827.8628 | 3827.8628 | 3935.0156 | 3882.5156 | 3690.5156 | 3690.5156 | 3690.5156 | 3690.5156 | 3690.5156 | 3690.5156 | 3690.5156 | 3690.5156 | 3659.4656 | 3528.2656 | 3216.2656 | 3350.4327 | 3706.9388 | 3575.75 | 3551.9561 | 2813.9061
VIC | V4 | South West Victoria | Wind | 2082.66 | 3170.66 | 3170.6603 | 3863.8516 | 4041.0261 | 4467.2727 | 4803.608 | 4803.6081 | 4803.6082 | 4803.6082 | 4803.6082 | 4803.6082 | 4803.6082 | 4736.4082 | 4316.4082 | 4316.4082 | 4134.7084 | 4134.7084 | 4635.4936 | 4644.16 | 4644.16 | 3780.6 | 3780.6 | 3780.6 | 3780.6 | 3780.6
VIC | V5 | Gippsland | Wind | 0 | 0.00012354 | 500 | 998.7541 | 998.7541 | 998.7541 | 998.7541 | 998.7541 | 998.7541 | 998.7541 | 998.7541 | 998.7541 | 998.7541 | 998.7541 | 998.7541 | 998.7541 | 998.7541 | 998.7541 | 998.7541 | 998.7541 | 998.7541 | 998.7541 | 998.7541 | 1185.7562 | 1185.7562 | 1185.7562
VIC | V6 | Central North VIC | Wind | 0 | 0 | 0.00057168 | 0.0037837 | 0.0038457 | 0.0038499 | 0.0039528 | 0.0040971 | 0.0043885 | 0.0043892 | 0.0043894 | 0.0043899 | 0.0043904 | 0.004391 | 0.0043915 | 0.0043926 | 0.004395 | 0.0043999 | 0.0044019 | 0.0044028 | 0.0044062 | 0.0044104 | 0.0044154 | 0.0058176 | 0.00583 | 0.0089951
SA | S1 | South East SA | Wind | 324.5 | 324.5 | 324.5023 | 324.5023 | 324.5023 | 1124.5006 | 1124.5012 | 1124.5019 | 1471.9272 | 1471.9272 | 1471.9272 | 1345.4272 | 1345.4273 | 1345.4273 | 1279.8289 | 1279.8289 | 1252.0993 | 1252.0993 | 1340.0972 | 1340.0972 | 1340.0972 | 1551.2741 | 1551.2741 | 1853.4231 | 1988.2349 | 2042.953
SA | S2 | Riverland | Wind | 0 | 0 | 0.00039171 | 0.00039261 | 0.00039339 | 0.00044475 | 0.00077786 | 0.00079384 | 0.0012883 | 0.001298 | 0.001299 | 0.0014173 | 0.0014214 | 0.0014265 | 0.0014734 | 0.0014892 | 0.0015501 | 0.0015644 | 0.0023622 | 0.002364 | 0.002369 | 0.0023848 | 0.0023927 | 0.0026238 | 0.0027486 | 0.0027524
SA | S3 | Mid-North SA | Wind | 1343.06 | 1756.06 | 1914.9605 | 1914.9605 | 1914.9605 | 2175.877 | 2175.877 | 2175.877 | 2175.8771 | 2077.1771 | 2077.1771 | 2211.3657 | 2258.4581 | 2588.7699 | 2601.1596 | 2274.4596 | 2274.4596 | 2274.4596 | 2274.4599 | 2060.5999 | 2060.5999 | 1929.8 | 1929.8 | 1929.8 | 1929.8 | 1929.8
SA | S4 | Yorke Peninsula | Wind | 90.75 | 90.75 | 109.4483 | 109.4483 | 109.4483 | 107.2519 | 110.5451 | 115.4045 | 115.7188 | 115.7188 | 115.7188 | 115.7188 | 115.7189 | 115.7189 | 115.7189 | 115.7189 | 115.7189 | 115.7189 | 115.7189 | 115.7189 | 115.7189 | 115.7191 | 115.7196 | 115.7197 | 115.7197 | 115.7214
SA | S5 | Northern SA | Wind | 422.4 | 422.4 | 422.4 | 422.4 | 422.4 | 422.4 | 422.4 | 422.4 | 422.4 | 422.4 | 422.4 | 422.4 | 422.4 | 422.4 | 422.4 | 422.4 | 422.4 | 422.4 | 422.4 | 422.4 | 422.4 | 210 | 210 | 210 | 210 | 210
SA | S6 | Leigh Creek | Wind | 0 | 0 | 0.00073829 | 0.00074055 | 600.0015 | 600.0015 | 600.0015 | 600.0015 | 600.0015 | 600.0015 | 600.0015 | 600.0015 | 600.0015 | 600.014 | 600.014 | 600.014 | 600.014 | 600.014 | 600.014 | 600.014 | 600.014 | 600.014 | 1703.9269 | 1703.9269 | 1703.9269 | 1703.9269
SA | S7 | Roxby Downs | Wind | 0 | 0 | 0 | 0 | 0 | 0 | 0 | 0 | 0 | 0 | 0 | 0 | 0 | 0 | 0 | 0 | 0 | 0 | 0 | 0 | 0 | 0 | 0 | 0 | 0 | 0
SA | S8 | Eastern Eyre Peninsula | Wind | 136 | 136 | 136.0011 | 136.0011 | 136.0014 | 136.0055 | 185.696 | 185.7592 | 347.834 | 347.834 | 347.834 | 277.834 | 277.834 | 277.8341 | 277.8341 | 277.8341 | 277.8341 | 277.8341 | 277.8341 | 277.8341 | 317.7416 | 322.4128 | 322.4128 | 322.4128 | 322.4129 | 322.4129
SA | S9 | Western Eyre Peninsula | Wind | 0 | 0 | 339.0729 | 347.3735 | 347.3735 | 348.7313 | 348.7313 | 371.6296 | 400.001 | 400.001 | 400.001 | 400.001 | 400.001 | 400.001 | 400.001 | 400.001 | 400.001 | 400.001 | 400.001 | 400.001 | 400.0012 | 400.0014 | 400.0017 | 400.0017 | 400.0017 | 400.0017
TAS | T1 | North East Tasmania | Wind | 168 | 168.0001 | 168.0001 | 168.0004 | 168.0004 | 168.0009 | 168.0011 | 168.0011 | 168.0134 | 168.0134 | 168.0134 | 168.0135 | 168.0135 | 168.0135 | 168.0135 | 168.0135 | 168.0135 | 168.0135 | 168.0135 | 168.0135 | 168.0135 | 168.0135 | 168.0135 | 168.0135 | 168.0135 | 168.0135
TAS | T2 | North West Tasmania | Wind | 251.35 | 251.3501 | 251.3503 | 251.3504 | 251.3517 | 502.5924 | 753.5422 | 753.5422 | 967.8046 | 967.8046 | 967.8046 | 967.8046 | 967.8046 | 967.8047 | 967.8048 | 967.8051 | 967.8051 | 967.8051 | 967.8051 | 967.8051 | 967.8051 | 967.8051 | 967.8051 | 967.8052 | 967.8052 | 967.8052
TAS | T3 | Central Highlands | Wind | 144 | 190.8454 | 427.2078 | 712.5189 | 995.7258 | 1053.0016 | 1053.0016 | 1053.0016 | 1101.3856 | 1105.7681 | 1204.8046 | 1324.3374 | 1443.8701 | 1563.4029 | 1682.9355 | 1802.4673 | 1802.4673 | 1802.4673 | 1802.4673 | 1802.4673 | 1658.4673 | 1658.4673 | 1658.4673 | 1658.4673 | 1658.4673 | 1658.4673
Region | REZ | REZ Name | Technology | 2024-25 | 2025-26 | 2026-27 | 2027-28 | 2028-29 | 2029-30 | 2030-31 | 2031-32 | 2032-33 | 2033-34 | 2034-35 | 2035-36 | 2036-37 | 2037-38 | 2038-39 | 2039-40 | 2040-41 | 2041-42 | 2042-43 | 2043-44 | 2044-45 | 2045-46 | 2046-47 | 2047-48 | 2048-49 | 2049-50
NSW | O1 | Hunter Coast | Offshore Wind | 0 | 0 | 0 | 0 | 0 | 0 | 0 | 0 | 0 | 0 | 0 | 0 | 0 | 0 | 0 | 0 | 0 | 0 | 0 | 0 | 0 | 0 | 0 | 0 | 0 | 0
NSW | O2 | Illawarra Coast | Offshore Wind | 0 | 0 | 0 | 0 | 0 | 0 | 0 | 0 | 0 | 0 | 0 | 0 | 0 | 0.00010495 | 0.00010513 | 0.00011383 | 0.00012716 | 0.00014409 | 0.00015889 | 0.00016413 | 0.00017159 | 0.00017603 | 0.00024738 | 0.00024799 | 0.00035317 | 0.00035791
VIC | O3 | Gippsland Coast | Offshore Wind | 0 | 0 | 0 | 0 | 499.9999 | 999.9991 | 1499.9991 | 1999.999 | 2666.999 | 3332.999 | 3999.999 | 4833.31 | 4833.31 | 5017.4253 | 5017.4253 | 5052 | 5052 | 5052 | 5052 | 5052 | 5052 | 5052 | 5052 | 5052 | 5052 | 5052
TAS | O4 | North West Tasmania Coast | Offshore Wind | 0 | 0 | 0 | 0 | 0 | 0 | 0 | 0 | 0 | 0 | 0 | 0 | 0 | 0 | 0 | 0.00012081 | 0.00012124 | 0.00012155 | 0.00012199 | 0.00012228 | 0.00012253 | 0.00012273 | 0.00012306 | 0.00012324 | 0.00012334 | 0.00012352
VIC | O5 | Portland Coast | Offshore Wind | 0 | 0 | 0 | 0 | 0 | 0.00083346 | 0.0008574 | 0.00085758 | 0.00085839 | 0.00086065 | 0.00087423 | 166.6899 | 1166.69 | 1982.5747 | 2982.5747 | 3948 | 3948 | 3948 | 3948 | 3948 | 3948 | 3948 | 3948 | 3948 | 3948 | 3948
SA | O6 | South East SA Coast | Offshore Wind | 0 | 0 | 0 | 0 | 0 | 0 | 0 | 0 | 0 | 0 | 0 | 0 | 0 | 0 | 0 | 0 | 0 | 0.00010681 | 0.00013119 | 0.00013237 | 0.00013266 | 0.00015576 | 0.00016519 | 0.00020438 | 0.00021158 | 0.00021387

## BaseCase_VOM Cost
VOM cost by technology ($000s) - BaseCase, Step Change scenario
VOM | Real June 2023 dollars discounted to 1 July 2023.
Explicitly modelled generation
Region | Technology | 2024-25 | 2025-26 | 2026-27 | 2027-28 | 2028-29 | 2029-30 | 2030-31 | 2031-32 | 2032-33 | 2033-34 | 2034-35 | 2035-36 | 2036-37 | 2037-38 | 2038-39 | 2039-40 | 2040-41 | 2041-42 | 2042-43 | 2043-44 | 2044-45 | 2045-46 | 2046-47 | 2047-48 | 2048-49 | 2049-50
NEM | Black Coal | 387575.2675 | 285141.3444 | 229161.1125 | 194581.1439 | 139499.2552 | 90286.897 | 73074.4198 | 50326.9976 | 44856.3641 | 25514.3658 | 20809.5324 | 12514.2204 | 11410.3524 | 11009.3605 | 0.01106 | 0.0099983 | 0.0035785 | 0.0029286 | 0.002687 | 0.0026735 | 0.0023542 | 0.0018876 | 0.0017922 | 0.0017298 | 0.0015097 | 0.0013379
NEM | Brown Coal | 132500.341 | 102791.7485 | 81275.546 | 28770.4108 | 23799.3836 | 10841.1864 | 0.0077144 | 0.0042524 | 0.0033442 | 0.0013742 | 0 | 0 | 0 | 0 | 0 | 0 | 0 | 0 | 0 | 0 | 0 | 0 | 0 | 0 | 0 | 0
NEM | CCGT | 16633.7869 | 21632.3943 | 32656.9653 | 60546.7406 | 49037.2684 | 53065.7535 | 49955.5014 | 43031.3438 | 40999.5122 | 38167.0299 | 35683.4212 | 32210.7343 | 23871.1778 | 18958.7163 | 17813.1633 | 14558.0394 | 12625.3308 | 10396.455 | 10866.5417 | 7559.9914 | 6160.6475 | 3006.4373 | 1927.0013 | 1643.1462 | 1524.6617 | 1467.0922
NEM | Gas - Steam | 99.1641 | 705.6784 | 4908.308 | 3779.0932 | 4646.083 | 2826.5068 | 2198.7842 | 2022.1746 | 1808.8081 | 1747.2932 | 1633.2179 | 1036.5433 | 1060.1824 | 1048.606 | 1003.5619 | 0 | 0 | 0 | 0 | 0 | 0 | 0 | 0 | 0 | 0 | 0
NEM | OCGT / Diesel | 1314.7677 | 686.6331 | 2861.035 | 30692.4487 | 15613.7497 | 36777.673 | 37513.235 | 45849.1328 | 33346.935 | 34265.3721 | 45825.6727 | 35368.6174 | 35009.8345 | 32939.8862 | 36215.4205 | 43714.3756 | 40397.8144 | 33966.2849 | 27241.5163 | 35411.087 | 23554.8598 | 22184.3642 | 18545.362 | 16321.7558 | 18133.3695 | 15350.188
NEM | Hydro | 112308.9471 | 130854.0098 | 115682.2868 | 95932.8966 | 104048.0957 | 87812.1498 | 75839.1002 | 71650.5723 | 64479.7743 | 65713.4056 | 65749.162 | 58227.4779 | 49216.556 | 54883.9487 | 45065.9648 | 39423.8124 | 34679.26 | 32968.8442 | 32476.9821 | 30494.7499 | 26971.0252 | 22286.4356 | 26918.4757 | 21842.4717 | 19685.7731 | 17019.3037
NEM | Hydrogen Turbine | 0 | 0.0014858 | 370.6834 | 172.8513 | 622.5954 | 25.2539 | 7.6607 | 22.2336 | 185.9198 | 51.5945 | 146.2162 | 296.1809 | 127.219 | 169.9788 | 0.0020087 | 450.4651 | 204.2055 | 977.1577 | 369.1169 | 2072.0561 | 2414.379 | 5868.6074 | 6893.5943 | 6627.7697 | 6582.957 | 6123.7264
NEM | Wind | 2940.7936 | 4469.2844 | 5364.9583 | 5997.7709 | 6947.8549 | 7407.6365 | 7522.4682 | 7575.1076 | 7499.6913 | 7481.7389 | 7171.1035 | 7150.6878 | 7044.4211 | 6654.5095 | 6219.7417 | 5845.1849 | 5476.0796 | 5054.8015 | 4677.703 | 4307.407 | 4181.3083 | 3932.9611 | 3787.0348 | 3516.2129 | 3247.8086 | 3060.7404
NEM | Solar PV | 1948.8584 | 1865.6841 | 1746.4442 | 1856.3858 | 1655.8457 | 2084.062 | 2346.7406 | 2391.938 | 2435.1574 | 2445.7818 | 2275.9756 | 2230.9512 | 2109.259 | 2087.0158 | 2272.3752 | 2293.7008 | 2318.3171 | 2491.3249 | 2565.4632 | 2493.1485 | 2412.8964 | 2364.223 | 2076.8524 | 2032.9897 | 1989.1305 | 1903.4916
NEM | Grid Battery | 60.6827 | 88.4888 | 107.8584 | 307.3368 | 247.3151 | 251.7781 | 243.6639 | 261.2822 | 369.4635 | 347.9435 | 355.0313 | 362.5043 | 340.1256 | 325.8836 | 319.2647 | 366.7923 | 350.1206 | 652.1212 | 764.6503 | 702.6206 | 676.7522 | 690.6818 | 537.764 | 463.687 | 473.3285 | 415.0214
NEM | Pumped Hydro | 7208.0668 | 10516.8603 | 10619.2605 | 8949.1522 | 7240.2094 | 16930.0882 | 24362.7289 | 24975.1145 | 24071.6746 | 22585.0745 | 21360.5547 | 20467.1282 | 18530.492 | 17830.3332 | 13462.4094 | 12539.1329 | 10309.7955 | 10992.2794 | 9949.6088 | 8723.6194 | 7820.5504 | 7385.1342 | 7196.7004 | 5617.0062 | 4478.3003 | 4044.1105
NEM | Coordinated CER storage | 31.4652 | 54.3694 | 83.6882 | 111.8761 | 126.0707 | 178.3468 | 213.2895 | 242.1098 | 276.3545 | 308.2356 | 331.3739 | 366.3615 | 392.8999 | 382.1364 | 427.8166 | 441.9695 | 438.5267 | 471.2545 | 480.3649 | 483.0667 | 499.9052 | 517.3994 | 472.6782 | 483.1992 | 476.8715 | 453.5292
Total excluding storage |  | 662622.1411 | 558806.4969 | 484838.1466 | 431698.1068 | 353483.7268 | 308487.3318 | 273277.6001 | 248348.0111 | 220329.6582 | 198627.8368 | 201341.2613 | 170231.4072 | 149112.5199 | 146290.3749 | 122799.7312 | 119633.483 | 106799.4536 | 97970.5264 | 89391.9498 | 92247.7493 | 74692.3263 | 68236.2459 | 68355.4649 | 58548.2402 | 56592.2022 | 49837.2046
Region | Technology | 2024-25 | 2025-26 | 2026-27 | 2027-28 | 2028-29 | 2029-30 | 2030-31 | 2031-32 | 2032-33 | 2033-34 | 2034-35 | 2035-36 | 2036-37 | 2037-38 | 2038-39 | 2039-40 | 2040-41 | 2041-42 | 2042-43 | 2043-44 | 2044-45 | 2045-46 | 2046-47 | 2047-48 | 2048-49 | 2049-50
NSW1 | Black Coal | 195395.519 | 123094.0126 | 96776.902 | 96463.9399 | 60563.208 | 28388.3243 | 26704.0848 | 22585.4558 | 21584.6317 | 19357.851 | 15183.515 | 7275.4476 | 6675.4441 | 6475.4641 | 0.0040505 | 0.003714 | 0 | 0 | 0 | 0 | 0 | 0 | 0 | 0 | 0 | 0
NSW1 | Brown Coal | 0 | 0 | 0 | 0 | 0 | 0 | 0 | 0 | 0 | 0 | 0 | 0 | 0 | 0 | 0 | 0 | 0 | 0 | 0 | 0 | 0 | 0 | 0 | 0 | 0 | 0
NSW1 | CCGT | 272.8228 | 2909.0132 | 12425.6198 | 14203.801 | 11502.3398 | 12309.4298 | 11608.2455 | 7418.3551 | 8738.6979 | 8014.8968 | 7259.907 | 6269.4058 | 4804.5947 | 5475.001 | 4677.2874 | 4302.9517 | 3804.7281 | 2665.144 | 3602.3922 | 0.0013077 | 0.0011753 | 0.0011063 | 0.0010368 | 0.00096831 | 0.00089243 | 0.00082855
NSW1 | Gas - Steam | 0 | 0 | 0 | 0 | 0 | 0 | 0 | 0 | 0 | 0 | 0 | 0 | 0 | 0 | 0 | 0 | 0 | 0 | 0 | 0 | 0 | 0 | 0 | 0 | 0 | 0
NSW1 | OCGT / Diesel | 58.4525 | 584.0723 | 668.5277 | 5892.3988 | 2247.9413 | 14629.5899 | 11495.3422 | 16569.2009 | 8629.1157 | 9059.972 | 13939.9001 | 9884.1745 | 8806.4048 | 6625.1596 | 10377.9527 | 10529.8227 | 11673.7089 | 8245.9514 | 7212.3186 | 9859.0652 | 5253.2787 | 4574.217 | 3592.9755 | 4239.7647 | 3340.2754 | 3228.0813
NSW1 | Hydro | 22796.1892 | 24133.0259 | 23555.0951 | 17651.4731 | 22062.2626 | 18057.6811 | 14239.1711 | 13829.0499 | 12139.4 | 13254.4967 | 13277.812 | 11451.7694 | 8846.3958 | 12286.7083 | 9309.4616 | 7773.0139 | 7029.1467 | 6406.1622 | 6795.2878 | 6805.1294 | 5921.8474 | 4576.1567 | 6456.1622 | 4756.3406 | 3759.1694 | 3396.1908
NSW1 | Hydrogen Turbine | 0 | 0 | 0 | 0 | 0 | 0 | 0 | 0 | 0 | 0 | 0 | 0 | 0 | 0 | 0 | 0 | 0 | 0 | 0 | 0 | 0 | 0 | 0 | 0 | 0 | 0
NSW1 | Wind | 704.2778 | 1691.4001 | 1742.1085 | 1758.7345 | 2277.1579 | 2151.1499 | 2235.876 | 2165.1864 | 2209.2576 | 2026.9612 | 1953.0073 | 1913.1534 | 1880.8582 | 1734.9839 | 1459.0805 | 1407.868 | 1284.8735 | 1242.8842 | 1145.4704 | 1022.0779 | 1026.6769 | 1018.7918 | 952.7107 | 818.166 | 773.6443 | 705.205
NSW1 | Solar PV | 879.7645 | 890.742 | 876.336 | 848.5696 | 818.0871 | 1203.9571 | 1275.0347 | 1223.6629 | 1135.7794 | 1116.2943 | 998.8973 | 994.4343 | 926.9164 | 980.9698 | 1046.254 | 1062.886 | 947.6613 | 969.9436 | 938.4427 | 893.5789 | 895.5868 | 845.738 | 781.2479 | 751.9325 | 792.3976 | 738.302
NSW1 | Grid Battery | 14.1128 | 25.4688 | 25.017 | 140.2711 | 114.2863 | 119.5531 | 112.7248 | 103.0538 | 94.7872 | 87.5071 | 78.5023 | 76.1764 | 70.7042 | 59.8367 | 59.1296 | 56.2191 | 50.3899 | 88.143 | 86.9604 | 75.7476 | 77.0303 | 74.2446 | 59.1597 | 30.7343 | 70.6954 | 60.3203
NSW1 | Pumped Hydro | 1813.4442 | 2435.8146 | 2631.0767 | 2035.142 | 1682.5881 | 11084.7085 | 20106.9728 | 20607.5183 | 20399.791 | 18410.7469 | 17752.1235 | 17276.9869 | 15529.9847 | 15349.0804 | 11039.8943 | 10425.0168 | 8283.3882 | 9235.2863 | 8260.6861 | 7355.1452 | 6496.1502 | 6211.6245 | 6243.6922 | 4794.1548 | 3801.5998 | 3429.8986
NSW1 | Coordinated CER storage | 10.7043 | 19.5339 | 30.6486 | 42.6565 | 49.1541 | 69.8969 | 84.7291 | 96.05 | 109.8029 | 120.9041 | 130.1671 | 147.5774 | 156.3729 | 154.2205 | 175.7672 | 181.2743 | 178.3853 | 190.9299 | 190.7318 | 188.5421 | 197.7621 | 202.1868 | 187.9838 | 190.7427 | 190.2863 | 179.3191
Total excluding storage |  | 221945.2873 | 155783.0833 | 138731.3314 | 139036.9865 | 101317.0252 | 88014.2906 | 87862.181 | 84597.5331 | 75041.2635 | 71449.6301 | 70573.8316 | 55289.1257 | 47697.6757 | 49141.4243 | 38144.8313 | 35739.0562 | 33252.2818 | 29044.4447 | 28232.2899 | 26199.2877 | 19868.3336 | 17502.9604 | 18273.9329 | 15581.8367 | 12728.0689 | 11737.3179
Region | Technology | 2024-25 | 2025-26 | 2026-27 | 2027-28 | 2028-29 | 2029-30 | 2030-31 | 2031-32 | 2032-33 | 2033-34 | 2034-35 | 2035-36 | 2036-37 | 2037-38 | 2038-39 | 2039-40 | 2040-41 | 2041-42 | 2042-43 | 2043-44 | 2044-45 | 2045-46 | 2046-47 | 2047-48 | 2048-49 | 2049-50
QLD1 | Black Coal | 192179.7485 | 162047.3318 | 132384.2105 | 98117.204 | 78936.0472 | 61898.5726 | 46370.335 | 27741.5418 | 23271.7324 | 6156.5148 | 5626.0174 | 5238.7728 | 4734.9083 | 4533.8964 | 0.0070098 | 0.0062842 | 0.0035785 | 0.0029286 | 0.002687 | 0.0026735 | 0.0023542 | 0.0018876 | 0.0017922 | 0.0017298 | 0.0015097 | 0.0013379
QLD1 | Brown Coal | 0 | 0 | 0 | 0 | 0 | 0 | 0 | 0 | 0 | 0 | 0 | 0 | 0 | 0 | 0 | 0 | 0 | 0 | 0 | 0 | 0 | 0 | 0 | 0 | 0 | 0
QLD1 | CCGT | 7787.7809 | 6810.4292 | 8745.7833 | 32024.1541 | 25172.8514 | 29737.2626 | 26453.2769 | 26913.5221 | 23034.6569 | 21592.6969 | 20814.0303 | 19660.1224 | 13777.7072 | 13483.7129 | 13135.8738 | 10255.0857 | 8820.6008 | 7731.3093 | 7264.1478 | 7559.9885 | 6160.6449 | 3006.4349 | 1926.999 | 1643.1441 | 1524.6597 | 1467.0904
QLD1 | Gas - Steam | 0 | 0 | 0 | 0 | 0 | 0 | 0 | 0 | 0 | 0 | 0 | 0 | 0 | 0 | 0 | 0 | 0 | 0 | 0 | 0 | 0 | 0 | 0 | 0 | 0 | 0
QLD1 | OCGT / Diesel | 0.0019972 | 0.0026669 | 14.5331 | 1965.9982 | 504.6818 | 3720.8998 | 3349.3453 | 8269.8664 | 4063.7891 | 5587.9711 | 7797.9769 | 8582.553 | 10950.0582 | 8029.0639 | 9045.328 | 12003.8225 | 12477.1696 | 6333.6032 | 6275.1701 | 7584.5733 | 7223.8573 | 8177.2613 | 5994.7231 | 5763.8255 | 6867.516 | 6201.2823
QLD1 | Hydro | 5455.4848 | 4777.7536 | 4540.5519 | 4379.1735 | 4064.2579 | 3832.5955 | 3275.994 | 3311.9389 | 3074.2786 | 2890.2693 | 2687.7959 | 2476.7153 | 2328.0007 | 709.7447 | 601.2355 | 490.0572 | 450.6449 | 485.5852 | 0 | 0 | 0 | 0 | 0 | 0 | 0 | 0
QLD1 | Hydrogen Turbine | 0 | 0 | 35.9304 | 69.2261 | 573.0133 | 25.2532 | 7.66 | 22.233 | 103.6808 | 51.5937 | 10.2609 | 122.5715 | 50.1128 | 97.5798 | 0.00099524 | 237.6955 | 64.6828 | 130.4857 | 43.9319 | 720.1509 | 1151.2486 | 2865.1242 | 3833.7598 | 3295.1972 | 3150.8935 | 3173.2942
QLD1 | Wind | 499.7108 | 879.8735 | 1355.0989 | 1352.2824 | 1760.7593 | 1893.5808 | 1975.2214 | 1934.5723 | 2105.9805 | 2358.1992 | 2225.2453 | 2127.7877 | 2071.2528 | 2077.0402 | 1919.6949 | 1832.9122 | 1620.762 | 1589.1875 | 1405.3329 | 1312.4267 | 1222.7522 | 1114.9815 | 1188.2253 | 1093.3933 | 1032.2795 | 931.0079
QLD1 | Solar PV | 758.4774 | 633.1723 | 524.2308 | 625.173 | 489.9454 | 533.6178 | 737.158 | 865.7014 | 852.0569 | 916.693 | 905.6924 | 880.3937 | 841.9999 | 759.7785 | 880.9081 | 875.2588 | 1023.6584 | 1058.5906 | 1177.8616 | 1123.1657 | 1060.5095 | 1077.7816 | 894.3398 | 903.6751 | 835.1194 | 846.7739
QLD1 | Grid Battery | 14.9949 | 13.507 | 13.3966 | 12.5891 | 10.7714 | 10.9015 | 9.7268 | 9.2844 | 59.745 | 57.9966 | 51.562 | 74.9797 | 72.7605 | 94.9081 | 97.7844 | 157.8095 | 168.5917 | 347.1016 | 469.3944 | 428.8274 | 404.4759 | 425.935 | 325.0613 | 311.5455 | 285.2743 | 259.5944
QLD1 | Pumped Hydro | 5394.6226 | 8081.0457 | 7988.1838 | 6914.0102 | 5397.4857 | 5677.3035 | 4097.9196 | 4220.9888 | 3533.6866 | 4053.6742 | 3455.8643 | 3048.9888 | 2860.8876 | 2360.8933 | 2315.2044 | 2009.4517 | 1936.3004 | 1667.8487 | 1609.6579 | 1290.9413 | 1249.7853 | 1101.5779 | 895.3741 | 777.3725 | 636.163 | 578.1987
QLD1 | Coordinated CER storage | 5.9358 | 11.5653 | 18.0845 | 25.3632 | 30.577 | 46.0267 | 54.5695 | 65.1655 | 75.5807 | 85.7732 | 92.1819 | 99.7599 | 108.6014 | 107.1759 | 120.1198 | 121.749 | 127.3502 | 132.6756 | 140.8659 | 140.7439 | 142.3316 | 147.7701 | 138.0137 | 144.2138 | 137.9368 | 139.2943
Total excluding storage |  | 212096.7576 | 183254.681 | 155620.0037 | 145485.1738 | 116940.3904 | 107376.014 | 86331.2066 | 73354.8146 | 60175.1874 | 43751.3821 | 43666.6273 | 42312.6448 | 37796.2894 | 32253.7937 | 28116.1569 | 27983.8485 | 26689.7646 | 19476.3903 | 18386.3652 | 20160.8204 | 18615.6077 | 17916.8684 | 15196.4979 | 13932.3689 | 14469.8436 | 13596.5373
Region | Technology | 2024-25 | 2025-26 | 2026-27 | 2027-28 | 2028-29 | 2029-30 | 2030-31 | 2031-32 | 2032-33 | 2033-34 | 2034-35 | 2035-36 | 2036-37 | 2037-38 | 2038-39 | 2039-40 | 2040-41 | 2041-42 | 2042-43 | 2043-44 | 2044-45 | 2045-46 | 2046-47 | 2047-48 | 2048-49 | 2049-50
VIC1 | Black Coal | 0 | 0 | 0 | 0 | 0 | 0 | 0 | 0 | 0 | 0 | 0 | 0 | 0 | 0 | 0 | 0 | 0 | 0 | 0 | 0 | 0 | 0 | 0 | 0 | 0 | 0
VIC1 | Brown Coal | 132500.341 | 102791.7485 | 81275.546 | 28770.4108 | 23799.3836 | 10841.1864 | 0.0077144 | 0.0042524 | 0.0033442 | 0.0013742 | 0 | 0 | 0 | 0 | 0 | 0 | 0 | 0 | 0 | 0 | 0 | 0 | 0 | 0 | 0 | 0
VIC1 | CCGT | 0 | 0 | 0 | 0 | 0 | 0 | 0 | 0 | 0 | 0 | 0 | 0 | 0 | 0 | 0 | 0 | 0 | 0 | 0 | 0 | 0 | 0 | 0 | 0 | 0 | 0
VIC1 | Gas - Steam | 15.5256 | 89.5383 | 4908.308 | 3779.0932 | 4646.083 | 2826.5068 | 2198.7842 | 2022.1746 | 1808.8081 | 1747.2932 | 1633.2179 | 1036.5433 | 1060.1824 | 1048.606 | 1003.5619 | 0 | 0 | 0 | 0 | 0 | 0 | 0 | 0 | 0 | 0 | 0
VIC1 | OCGT / Diesel | 18.1139 | 0.0032489 | 213.3062 | 10354.7871 | 5400.9042 | 8130.0761 | 12310.1177 | 11611.704 | 10074.3893 | 9727.5571 | 12845.7925 | 9890.5239 | 8491.2757 | 8871.6692 | 7270.7501 | 11261.3802 | 8214.4597 | 11353.3708 | 6824.3131 | 10315.1753 | 7162.0426 | 6353.9461 | 6542.3248 | 4038.4065 | 5784.9285 | 4181.6191
VIC1 | Hydro | 26169.3136 | 25034.3783 | 22197.7624 | 17363.7229 | 24350.3462 | 19041.8048 | 15316.2783 | 14259.1337 | 12124.47 | 13953.3631 | 13320.0825 | 11899.0102 | 9293.3363 | 13204.7542 | 10277.3039 | 8298.9692 | 7704.1256 | 6605.6498 | 7574.7363 | 7282.8299 | 6465.9765 | 5065.1751 | 7129.992 | 5599.8248 | 4530.3744 | 4191.5009
VIC1 | Hydrogen Turbine | 0 | 0 | 0 | 0 | 0 | 0 | 0 | 0 | 0 | 0 | 0 | 0 | 0 | 0 | 0 | 0 | 0 | 0 | 0 | 0 | 0 | 0 | 0 | 0 | 0 | 0
VIC1 | Wind | 990.8579 | 1139.8799 | 1223.3371 | 1798.1848 | 1751.1323 | 2018.3171 | 2011.5426 | 2173.3861 | 1952.6107 | 1960.9872 | 1940.8028 | 2045.1524 | 2073.8359 | 1900.3969 | 1938.9313 | 1805.9811 | 1789.1473 | 1532.7996 | 1488.7813 | 1392.5464 | 1351.7675 | 1259.7821 | 1118.4035 | 1090.3953 | 971.1006 | 957.9408
VIC1 | Solar PV | 197.4719 | 203.3585 | 187.1652 | 203.4957 | 185.165 | 193.5786 | 190.1601 | 172.7812 | 325.8389 | 300.2489 | 267.0536 | 258.6377 | 245.6004 | 208.6707 | 209.6276 | 220.1596 | 195.8328 | 251.2705 | 233.2123 | 250.4154 | 249.5475 | 240.0462 | 210.2979 | 201.8021 | 193.8576 | 169.3837
VIC1 | Grid Battery | 12.7091 | 33.8742 | 53.1595 | 139.2556 | 109.1913 | 108.8063 | 110.0091 | 139.1425 | 201.6355 | 190.0822 | 214.5483 | 201.7414 | 187.6549 | 152.5381 | 145.272 | 136.0057 | 116.8144 | 117.6068 | 108.6226 | 101.4065 | 97.401 | 93.4921 | 76.9199 | 55.2624 | 52.1336 | 44.2931
VIC1 | Pumped Hydro | 0 | 0 | 0 | 0 | 160.1351 | 168.0757 | 157.8358 | 146.6068 | 138.1964 | 120.6528 | 152.5661 | 141.1516 | 139.6189 | 120.3588 | 107.3099 | 104.6636 | 90.1062 | 89.1437 | 79.2641 | 77.5322 | 74.614 | 71.931 | 57.6334 | 45.4781 | 40.5369 | 36.0124
VIC1 | Coordinated CER storage | 7.5575 | 14.5201 | 22.7222 | 28.801 | 29.5321 | 40.7035 | 48.5688 | 53.4428 | 59.6263 | 67.037 | 72.7226 | 79.7505 | 85.9961 | 79.2884 | 87.8273 | 92.0382 | 87.4421 | 97.9075 | 97.8325 | 102.7679 | 108.272 | 112.8397 | 97.1126 | 98.9702 | 99.4472 | 90.094
Total excluding storage |  | 159911.8905 | 129307.3012 | 110081.3065 | 62437.7511 | 60431.8728 | 43369.0552 | 32343.3045 | 30578.376 | 26685.5784 | 28067.2229 | 30446.7862 | 25552.5109 | 21577.5006 | 25586.2824 | 21040.5841 | 21919.1976 | 18197.928 | 20047.7486 | 16406.7622 | 19522.6736 | 15509.6211 | 13197.2123 | 15232.6841 | 11130.1393 | 11672.3788 | 9670.844
Region | Technology | 2024-25 | 2025-26 | 2026-27 | 2027-28 | 2028-29 | 2029-30 | 2030-31 | 2031-32 | 2032-33 | 2033-34 | 2034-35 | 2035-36 | 2036-37 | 2037-38 | 2038-39 | 2039-40 | 2040-41 | 2041-42 | 2042-43 | 2043-44 | 2044-45 | 2045-46 | 2046-47 | 2047-48 | 2048-49 | 2049-50
SA1 | Black Coal | 0 | 0 | 0 | 0 | 0 | 0 | 0 | 0 | 0 | 0 | 0 | 0 | 0 | 0 | 0 | 0 | 0 | 0 | 0 | 0 | 0 | 0 | 0 | 0 | 0 | 0
SA1 | Brown Coal | 0 | 0 | 0 | 0 | 0 | 0 | 0 | 0 | 0 | 0 | 0 | 0 | 0 | 0 | 0 | 0 | 0 | 0 | 0 | 0 | 0 | 0 | 0 | 0 | 0 | 0
SA1 | CCGT | 8573.1832 | 11912.9519 | 11485.5618 | 14318.7849 | 12362.0766 | 11019.0604 | 11893.9782 | 8699.4658 | 9226.1567 | 8559.4356 | 7609.4833 | 6281.2056 | 5288.8755 | 0.0018936 | 0.0017296 | 0.001596 | 0.0014569 | 0.0013659 | 0.0012862 | 0.0012018 | 0.0010724 | 0.0010062 | 0.00095556 | 0.0008848 | 0.0008209 | 0.00075491
SA1 | Gas - Steam | 83.6385 | 616.1401 | 0 | 0 | 0 | 0 | 0 | 0 | 0 | 0 | 0 | 0 | 0 | 0 | 0 | 0 | 0 | 0 | 0 | 0 | 0 | 0 | 0 | 0 | 0 | 0
SA1 | OCGT / Diesel | 1238.198 | 102.5536 | 1964.6668 | 12473.0917 | 7438.3477 | 10297.0394 | 10358.2787 | 9390.5471 | 10539.6041 | 9880.377 | 11240.1167 | 7010.2172 | 6756.3595 | 9413.9925 | 9520.9482 | 9918.727 | 8032.4755 | 8032.5689 | 6928.7147 | 7652.2727 | 3915.6805 | 3075.3535 | 2415.338 | 2279.7586 | 2140.6492 | 1739.2049
SA1 | Hydro | 0 | 0 | 0 | 0 | 0 | 0 | 0 | 0 | 0 | 0 | 0 | 0 | 0 | 0 | 0 | 0 | 0 | 0 | 0 | 0 | 0 | 0 | 0 | 0 | 0 | 0
SA1 | Hydrogen Turbine | 0 | 0.0014858 | 334.7531 | 103.6252 | 49.5821 | 0.00068755 | 0.00066189 | 0.00062356 | 82.239 | 0.00071065 | 135.9553 | 173.6094 | 77.1061 | 72.399 | 0.0010135 | 212.7697 | 139.5226 | 846.6719 | 325.185 | 1351.9052 | 1263.1304 | 3003.4832 | 3059.8345 | 3332.5725 | 3432.0635 | 2950.4322
SA1 | Wind | 582.3633 | 571.4422 | 781.8383 | 730.7617 | 765.7097 | 895.4325 | 849.6225 | 847.2059 | 775.0841 | 723.9397 | 641.3519 | 670.2284 | 627.6036 | 583.5057 | 558.6715 | 490.721 | 483.6727 | 418.2323 | 392.3287 | 339.2448 | 357.5908 | 322.7467 | 329.5933 | 327.4882 | 305.3817 | 306.5645
SA1 | Solar PV | 113.1446 | 138.4113 | 158.7122 | 179.1474 | 162.6482 | 152.9085 | 144.3878 | 129.7924 | 121.4822 | 112.5455 | 104.3323 | 97.4855 | 94.7423 | 137.5968 | 135.5855 | 135.3964 | 151.1646 | 211.5202 | 215.9466 | 225.9884 | 207.2526 | 200.6572 | 190.9668 | 175.58 | 167.756 | 149.0319
SA1 | Grid Battery | 18.8658 | 15.6385 | 16.2851 | 15.2206 | 13.0658 | 12.5169 | 11.2027 | 9.8009 | 13.2953 | 12.357 | 10.418 | 9.606 | 9.0052 | 18.5999 | 17.078 | 16.7572 | 14.3237 | 99.269 | 99.672 | 96.6381 | 97.8441 | 97.0091 | 76.6222 | 66.1437 | 65.2242 | 50.8126
SA1 | Pumped Hydro | 0 | 0 | 0 | 0 | 0.00013508 | 0.00013768 | 0.00016413 | 0.0001637 | 0.000248 | 0.00022909 | 0.00022261 | 0.00024503 | 0.00023289 | 0.0002441 | 0.00023622 | 0.00022813 | 0.00022091 | 0.00022241 | 0.00021847 | 0.0002168 | 0.00027185 | 0.00025448 | 0.0002257 | 0.00021716 | 0.00020449 | 0.00019699
SA1 | Coordinated CER storage | 7.2188 | 8.5426 | 11.8765 | 14.4459 | 15.9991 | 20.6599 | 23.8382 | 25.4693 | 28.9127 | 32.0899 | 33.2384 | 35.9962 | 38.2999 | 37.9573 | 40.2827 | 41.9983 | 40.4374 | 44.5632 | 45.6012 | 45.6222 | 45.3929 | 48.3573 | 44.8382 | 43.9382 | 44.281 | 39.7269
Total excluding storage |  | 10616.6122 | 13365.6817 | 14753.6938 | 27835.0774 | 20807.4293 | 22397.6184 | 23281.309 | 19102.2822 | 20786.7743 | 19320.7456 | 19774.8961 | 14278.3485 | 12891.9923 | 10264.0533 | 10272.5689 | 10816.3714 | 8861.5981 | 9652.8271 | 8007.4497 | 9711.6728 | 5886.8926 | 6747.6083 | 6117.1941 | 6225.4823 | 6155.3566 | 5235.774
Region | Technology | 2024-25 | 2025-26 | 2026-27 | 2027-28 | 2028-29 | 2029-30 | 2030-31 | 2031-32 | 2032-33 | 2033-34 | 2034-35 | 2035-36 | 2036-37 | 2037-38 | 2038-39 | 2039-40 | 2040-41 | 2041-42 | 2042-43 | 2043-44 | 2044-45 | 2045-46 | 2046-47 | 2047-48 | 2048-49 | 2049-50
TAS1 | Black Coal | 0 | 0 | 0 | 0 | 0 | 0 | 0 | 0 | 0 | 0 | 0 | 0 | 0 | 0 | 0 | 0 | 0 | 0 | 0 | 0 | 0 | 0 | 0 | 0 | 0 | 0
TAS1 | Brown Coal | 0 | 0 | 0 | 0 | 0 | 0 | 0 | 0 | 0 | 0 | 0 | 0 | 0 | 0 | 0 | 0 | 0 | 0 | 0 | 0 | 0 | 0 | 0 | 0 | 0 | 0
TAS1 | CCGT | 0 | 0 | 0.00042092 | 0.00065998 | 0.00058813 | 0.00079635 | 0.00082128 | 0.00074004 | 0.00072741 | 0.00067626 | 0.00056539 | 0.00051699 | 0.00048477 | 0.00045586 | 0.00042754 | 0.00040275 | 0.00037533 | 0.00035217 | 0.0003307 | 0.00031095 | 0.00030307 | 0.00028393 | 0.00027173 | 0.00026554 | 0.00026134 | 0.0002442
TAS1 | Gas - Steam | 0 | 0 | 0 | 0 | 0 | 0 | 0 | 0 | 0 | 0 | 0 | 0 | 0 | 0 | 0 | 0 | 0 | 0 | 0 | 0 | 0 | 0 | 0 | 0 | 0 | 0
TAS1 | OCGT / Diesel | 0.0012535 | 0.0012886 | 0.0012269 | 6.1729 | 21.8747 | 0.067835 | 0.15109 | 7.8144 | 40.0368 | 9.495 | 1.8865 | 1.1488 | 5.7363 | 0.0010332 | 0.44145 | 0.62326 | 0.00063789 | 0.79067 | 0.99983 | 0.00055591 | 0.00067023 | 3.5864 | 0.00051131 | 0.00052242 | 0.00049635 | 0.00045052
TAS1 | Hydro | 57887.9595 | 76908.852 | 65388.8774 | 56538.527 | 53571.229 | 46880.0684 | 43007.6568 | 40250.4498 | 37141.6258 | 35615.2765 | 36463.4716 | 32399.983 | 28748.8232 | 28682.7415 | 24877.9638 | 22861.772 | 19495.3428 | 19471.447 | 18106.9581 | 16406.7906 | 14583.2012 | 12645.1038 | 13332.3215 | 11486.3063 | 11396.2294 | 9431.6121
TAS1 | Hydrogen Turbine | 0 | 0 | 0 | 0 | 0 | 0 | 0 | 0 | 0 | 0 | 0 | 0 | 0 | 0 | 0 | 0 | 0 | 0 | 0 | 0 | 0 | 0 | 0 | 0 | 0 | 0
TAS1 | Wind | 163.5838 | 186.6886 | 262.5754 | 357.8075 | 393.0957 | 449.1561 | 450.2056 | 454.7568 | 456.7585 | 411.6516 | 410.6962 | 394.3659 | 390.8708 | 358.5826 | 343.3634 | 307.7026 | 297.6241 | 271.6979 | 245.7896 | 241.1112 | 222.521 | 216.6591 | 198.102 | 186.7701 | 165.4024 | 160.0222
TAS1 | Solar PV | 0 | 2.9306e-05 | 2.845e-05 | 2.6205e-05 | 2.17e-05 | 2.9735e-05 | 3.3049e-05 | 2.7014e-05 | 3.3235e-05 | 3.475e-05 | 2.4355e-05 | 2.254e-05 | 2.0702e-05 | 1.7079e-05 | 2.3889e-05 | 7.7955e-05 | 6.7614e-05 | 6.6043e-05 | 7.1956e-05 | 6.1134e-05 | 6.0288e-05 | 5.5394e-05 | 4.5334e-05 | 4.7942e-05 | 4.821e-05 | 4.0654e-05
TAS1 | Grid Battery | 0 | 0.00026384 | 0.00028219 | 0.00032923 | 0.00034029 | 0.00033715 | 0.00036134 | 0.00051951 | 0.00047546 | 0.00048552 | 0.00075667 | 0.00079637 | 0.00080768 | 0.00081007 | 0.00083036 | 0.00084813 | 0.0008713 | 0.00089235 | 0.00090066 | 0.00091029 | 0.00093226 | 0.00094878 | 0.00096092 | 0.00098566 | 0.00095179 | 0.0010078
TAS1 | Pumped Hydro | 0 | 0 | 0 | 0 | 0.00032836 | 0.00032712 | 0.00041509 | 0.00046258 | 0.00040538 | 0.00038305 | 0.00056593 | 0.00057001 | 0.00053654 | 0.00050803 | 0.00048813 | 0.00048555 | 0.00048184 | 0.00048475 | 0.00048613 | 0.00048661 | 0.00051893 | 0.00050865 | 0.00049542 | 0.00051986 | 0.00049163 | 0.00049247
TAS1 | Coordinated CER storage | 0.048799 | 0.20754 | 0.35645 | 0.6096 | 0.80839 | 1.0598 | 1.5839 | 1.9823 | 2.432 | 2.4314 | 3.0638 | 3.2776 | 3.6296 | 3.4944 | 3.8196 | 4.9096 | 4.9117 | 5.1783 | 5.3335 | 5.3906 | 6.1466 | 6.2454 | 4.7299 | 5.3344 | 4.9201 | 5.0949
Total excluding storage |  | 58051.5933 | 77095.7497 | 65651.8112 | 56903.118 | 53987.009 | 47330.3536 | 43459.5991 | 40715.0051 | 37640.8546 | 36038.856 | 36879.12 | 32798.7772 | 29149.0618 | 29044.8213 | 25225.59 | 23175.0094 | 19797.8811 | 19749.1157 | 18359.0827 | 16653.2947 | 14811.8713 | 12871.5965 | 13535.1558 | 11678.4131 | 11566.5542 | 9596.7314
Explicitly modelled pumping
Region | Technology | 2024-25 | 2025-26 | 2026-27 | 2027-28 | 2028-29 | 2029-30 | 2030-31 | 2031-32 | 2032-33 | 2033-34 | 2034-35 | 2035-36 | 2036-37 | 2037-38 | 2038-39 | 2039-40 | 2040-41 | 2041-42 | 2042-43 | 2043-44 | 2044-45 | 2045-46 | 2046-47 | 2047-48 | 2048-49 | 2049-50
NEM | Grid Battery pump | 71.8203 | 104.5475 | 127.0604 | 118.0978 | 95.5629 | 95.5294 | 88.1101 | 78.6442 | 72.7231 | 65.9479 | 58.2991 | 54.4097 | 49.7126 | 41.9152 | 40.6151 | 37.9453 | 33.7988 | 31.1173 | 29.0435 | 24.7014 | 23.7033 | 22.5386 | 19.1166 | 18.152 | 16.2611 | 14.5063
NEM | Pumped Hydro Pump | 18027.6481 | 24528.3191 | 26309.3575 | 22546.9051 | 15073.9533 | 29239.4512 | 38238.8343 | 39146.1635 | 35572.7831 | 35511.3925 | 31180.2966 | 31101.3698 | 28244.0073 | 26949.0308 | 20074.5042 | 18274.9859 | 16693.0116 | 16248.52 | 15799.1675 | 12607.2519 | 12102.5474 | 11588.4145 | 10972.9374 | 8010.9376 | 6982.5897 | 5957.4007
NEM | Coordinated CER storage pump | 36.9932 | 63.9992 | 98.3531 | 131.9414 | 148.0153 | 209.8991 | 250.8884 | 285.2608 | 324.9023 | 362.6327 | 390.3093 | 430.6688 | 462.1378 | 450.5128 | 503.0317 | 519.3945 | 517.5412 | 553.1545 | 565.7399 | 567.7449 | 588.1395 | 610.1373 | 554.9379 | 569.2999 | 560.0797 | 533.5079
Region | Technology | 2024-25 | 2025-26 | 2026-27 | 2027-28 | 2028-29 | 2029-30 | 2030-31 | 2031-32 | 2032-33 | 2033-34 | 2034-35 | 2035-36 | 2036-37 | 2037-38 | 2038-39 | 2039-40 | 2040-41 | 2041-42 | 2042-43 | 2043-44 | 2044-45 | 2045-46 | 2046-47 | 2047-48 | 2048-49 | 2049-50
NSW1 | Grid Battery pump | 16.6178 | 29.9379 | 29.4462 | 28.0727 | 23.4721 | 23.6213 | 22.1295 | 20.115 | 18.6955 | 17.1745 | 15.4739 | 14.9282 | 12.7188 | 11.1807 | 11.1109 | 10.3106 | 9.3189 | 9.0321 | 8.3509 | 7.6291 | 7.3513 | 6.9428 | 6.0944 | 5.7573 | 5.401 | 4.9264
NSW1 | Pumped Hydro Pump | 10394.7808 | 13371.7016 | 15337.594 | 12981.7982 | 7654.0895 | 21414.92 | 33372.3047 | 34119.2282 | 31467.9739 | 30669.1792 | 27132.1572 | 27501.7951 | 24910.0962 | 24189.6801 | 17430.309 | 15989.441 | 14439.0159 | 14353.2922 | 13959.6318 | 11186.9114 | 10707.4889 | 10363.5874 | 9985.7706 | 7168.627 | 6278.8508 | 5322.2901
NSW1 | Coordinated CER storage pump | 12.5916 | 22.9483 | 36.0594 | 50.3165 | 57.7031 | 82.2373 | 99.6941 | 113.1408 | 129.0534 | 142.2491 | 153.5127 | 173.2729 | 183.9842 | 182.0158 | 206.2767 | 213.2396 | 210.5197 | 224.0227 | 224.3933 | 221.8421 | 232.6711 | 238.5796 | 220.485 | 224.8268 | 223.5493 | 210.9133
Region | Technology | 2024-25 | 2025-26 | 2026-27 | 2027-28 | 2028-29 | 2029-30 | 2030-31 | 2031-32 | 2032-33 | 2033-34 | 2034-35 | 2035-36 | 2036-37 | 2037-38 | 2038-39 | 2039-40 | 2040-41 | 2041-42 | 2042-43 | 2043-44 | 2044-45 | 2045-46 | 2046-47 | 2047-48 | 2048-49 | 2049-50
QLD1 | Grid Battery pump | 17.7085 | 15.9504 | 15.779 | 14.8899 | 12.6973 | 12.8719 | 11.486 | 10.9921 | 10.2876 | 9.6281 | 8.6116 | 7.954 | 7.5746 | 6.6118 | 6.511 | 5.9325 | 5.585 | 5.2503 | 5.0235 | 4.6208 | 4.3156 | 4.1134 | 3.5687 | 3.4215 | 3.1144 | 2.901
QLD1 | Pumped Hydro Pump | 7632.8673 | 11156.6175 | 10971.7635 | 9565.1068 | 7419.8638 | 7824.5312 | 4866.5296 | 5026.9353 | 4104.8092 | 4842.2133 | 4048.1394 | 3599.5747 | 3333.9111 | 2759.3507 | 2644.1952 | 2285.5449 | 2253.9957 | 1895.2279 | 1839.5357 | 1420.3406 | 1395.0585 | 1224.8271 | 987.1667 | 842.3106 | 703.7389 | 635.1106
QLD1 | Coordinated CER storage pump | 6.9824 | 13.6256 | 21.2402 | 29.8913 | 35.9247 | 54.1523 | 64.2039 | 76.8746 | 88.7209 | 100.9688 | 108.4058 | 117.553 | 127.5983 | 126.4743 | 140.9636 | 143.2355 | 150.141 | 156.0476 | 165.6618 | 165.4995 | 167.4697 | 173.9077 | 162.583 | 169.3474 | 162.3307 | 163.8506
Region | Technology | 2024-25 | 2025-26 | 2026-27 | 2027-28 | 2028-29 | 2029-30 | 2030-31 | 2031-32 | 2032-33 | 2033-34 | 2034-35 | 2035-36 | 2036-37 | 2037-38 | 2038-39 | 2039-40 | 2040-41 | 2041-42 | 2042-43 | 2043-44 | 2044-45 | 2045-46 | 2046-47 | 2047-48 | 2048-49 | 2049-50
VIC1 | Grid Battery pump | 15.1392 | 40.0228 | 62.5385 | 57.0018 | 43.9152 | 44.1222 | 41.2242 | 35.8925 | 32.7866 | 28.9808 | 25.942 | 23.8672 | 22.2741 | 17.8277 | 17.1992 | 16.0971 | 14.0455 | 11.9839 | 11.006 | 10.4593 | 10.1772 | 9.7586 | 7.9911 | 7.6196 | 7.0346 | 6.1011
VIC1 | Pumped Hydro Pump | 0 | 0 | 0 | 0 | 0 | 0 | 0 | 0 | 0 | 0 | 0 | 0 | 0 | 0 | 0 | 0 | 0 | 0 | 0 | 0 | 0 | 0 | 0 | 0 | 0 | 0
VIC1 | Coordinated CER storage pump | 8.89 | 17.1032 | 26.6885 | 33.9744 | 34.658 | 47.8905 | 57.1445 | 62.9369 | 70.2454 | 78.8098 | 85.6794 | 93.635 | 101.182 | 93.2912 | 103.7513 | 107.8789 | 103.3355 | 114.7469 | 115.5902 | 120.5385 | 127.2904 | 133.2811 | 113.7508 | 116.9756 | 116.4866 | 106.0068
Region | Technology | 2024-25 | 2025-26 | 2026-27 | 2027-28 | 2028-29 | 2029-30 | 2030-31 | 2031-32 | 2032-33 | 2033-34 | 2034-35 | 2035-36 | 2036-37 | 2037-38 | 2038-39 | 2039-40 | 2040-41 | 2041-42 | 2042-43 | 2043-44 | 2044-45 | 2045-46 | 2046-47 | 2047-48 | 2048-49 | 2049-50
SA1 | Grid Battery pump | 22.3548 | 18.6364 | 19.2967 | 18.1335 | 15.4783 | 14.914 | 13.2705 | 11.6446 | 10.9534 | 10.1646 | 8.2716 | 7.6603 | 7.1452 | 6.295 | 5.794 | 5.6052 | 4.8495 | 4.8509 | 4.6632 | 1.9923 | 1.8591 | 1.7237 | 1.4624 | 1.3537 | 0.71115 | 0.57775
SA1 | Pumped Hydro Pump | 0 | 0 | 0 | 0 | 0 | 0 | 0 | 0 | 0 | 0 | 0 | 0 | 0 | 0 | 0 | 0 | 0 | 0 | 0 | 0 | 0 | 0 | 0 | 0 | 0 | 0
SA1 | Coordinated CER storage pump | 8.4718 | 10.0781 | 13.9461 | 17.0388 | 18.7814 | 24.3721 | 27.9824 | 29.9663 | 34.0309 | 37.7442 | 39.1056 | 42.3521 | 45.0803 | 44.6419 | 47.5438 | 49.2658 | 47.7343 | 52.2753 | 53.7922 | 53.5401 | 53.4845 | 56.9822 | 52.5913 | 51.8599 | 51.9369 | 46.7421
Region | Technology | 2024-25 | 2025-26 | 2026-27 | 2027-28 | 2028-29 | 2029-30 | 2030-31 | 2031-32 | 2032-33 | 2033-34 | 2034-35 | 2035-36 | 2036-37 | 2037-38 | 2038-39 | 2039-40 | 2040-41 | 2041-42 | 2042-43 | 2043-44 | 2044-45 | 2045-46 | 2046-47 | 2047-48 | 2048-49 | 2049-50
TAS1 | Grid Battery pump | 0 | 0 | 0 | 0 | 0 | 0 | 0 | 0 | 0 | 0 | 0 | 0 | 0 | 0 | 0 | 0 | 0 | 0 | 0 | 0 | 0 | 0 | 0 | 0 | 0 | 0
TAS1 | Pumped Hydro Pump | 0 | 0 | 0 | 0 | 0 | 0 | 0 | 0 | 0 | 0 | 0 | 0 | 0 | 0 | 0 | 0 | 0 | 0 | 0 | 0 | 0 | 0 | 0 | 0 | 0 | 0
TAS1 | Coordinated CER storage pump | 0.057385 | 0.24408 | 0.41891 | 0.72035 | 0.94806 | 1.247 | 1.8636 | 2.3423 | 2.8517 | 2.8607 | 3.6058 | 3.8557 | 4.293 | 4.0897 | 4.4963 | 5.7749 | 5.8107 | 6.062 | 6.3023 | 6.3247 | 7.2238 | 7.3866 | 5.5278 | 6.2902 | 5.7762 | 5.9952

## BaseCase_FOM Cost
FOM cost by technology ($000s) - BaseCase, Step Change scenario
FOM | Real June 2023 dollars discounted to 1 July 2023. For new entrant capacity, the FOM is incurred annually in modelling. For existing capacity that retires early as part of the least-cost solution, the associated FOM savings are presented as a negative cost that continues until the assumed fixed date retirement. For existing, committed and anticipated generators that do not retire early, FOM costs are not included since there will be no difference in these costs between the Base Case and option case.
Explicitly modelled generation
Region | Technology | 2024-25 | 2025-26 | 2026-27 | 2027-28 | 2028-29 | 2029-30 | 2030-31 | 2031-32 | 2032-33 | 2033-34 | 2034-35 | 2035-36 | 2036-37 | 2037-38 | 2038-39 | 2039-40 | 2040-41 | 2041-42 | 2042-43 | 2043-44 | 2044-45 | 2045-46 | 2046-47 | 2047-48 | 2048-49 | 2049-50
NEM | Black Coal | 0 | 0 | 0 | -162023.6334 | -186976.7582 | -302016.3446 | -264908.286 | -286205.778 | -243182.5605 | -110453.9522 | -103227.9928 | -50445.7216 | -47012.4675 | -43936.8892 | -66702.6076 | -62503.8838 | -31748.7507 | -29671.7305 | -27730.5894 | -25985.0342 | -24216.4817 | -22632.2259 | -21151.6133 | -19820.1844 | -18471.2141 | -17262.8173
NEM | Brown Coal | 0 | 0 | 0 | -408435.2816 | -227794.1507 | -228695.8506 | -217066.5899 | -153444.3089 | -96442.4128 | -45066.5483 | 0 | 0 | 0 | 0 | 0 | 0 | 0 | 0 | 0 | 0 | 0 | 0 | 0 | 0 | 0 | 0
NEM | CCGT | 0 | 0 | 0.0013715 | 0.0043993 | 0.0053543 | 0.0051168 | 0.0048311 | 0.004527 | 0.0044651 | 0.0041799 | 0.003913 | 0.0036675 | 0.0034178 | 0.0031942 | 0.0029853 | 0.0027978 | 0.0026073 | 0.0024368 | 0.0022774 | 0.0021343 | 0.0019959 | 0.0018663 | 0.0017476 | 0.0016438 | 0.0015392 | 0.0014393
NEM | Gas - Steam | 0 | 0 | 0 | 0 | 0 | 0 | 0 | 0 | 0 | 0 | 0 | 0 | 0 | 0 | 0 | 0 | 0 | 0 | 0 | 0 | 0 | 0 | 0 | 0 | 0 | 0
NEM | OCGT / Diesel | 0 | 0.0030319 | 0.0062706 | 605.9801 | 564.7457 | 527.7997 | 493.2709 | 462.2215 | 3025.791 | 2827.8421 | 4450.4546 | 13294.5501 | 12389.7174 | 19633.1723 | 18348.7592 | 17193.7614 | 16023.5466 | 15998.3445 | 14951.7239 | 16438.6169 | 17480.9105 | 16337.2996 | 15268.5044 | 14307.3991 | 16858.3205 | 15755.4398
NEM | Hydro | 0 | 0 | 0 | 0 | 0 | 0 | 0 | 0 | 0 | 0 | 0 | 0 | 0 | 0 | 0 | 0 | 0 | 0 | 0 | 0 | 0 | 0 | 0 | 0 | 0 | 0
NEM | Hydrogen Turbine | 0 | 0 | 0 | 0 | 0 | 0 | 0 | 0 | 0 | 0 | 0 | 0 | 0 | 0 | 0 | 0 | 0 | 0 | 0 | 0 | 0 | 0 | 0 | 0 | 0 | 0
NEM | Wind | 0 | 104118.5573 | 190613.4704 | 239093.8534 | 425175.805 | 529993.2906 | 575989.1691 | 612903.6139 | 689654.7625 | 752119.2049 | 760214.1765 | 786654.0661 | 820531.5012 | 847548.1198 | 851590.5329 | 853344.5862 | 798147.1596 | 746490.8009 | 704100.7134 | 662818.5067 | 622204.7337 | 589925.5908 | 573296.8791 | 540175.1476 | 504861.4071 | 474908.0615
NEM | Solar PV | 0 | 0.02899 | 0.037772 | 2065.2282 | 11080.7006 | 48604.7583 | 62253.2513 | 76432.1583 | 89498.3451 | 100890.9472 | 98820.7679 | 92892.6182 | 88560.1191 | 128947.4774 | 145780.3153 | 145728.3944 | 165189.9366 | 176629.7023 | 193305.8657 | 202423.1476 | 189641.8409 | 188348.6284 | 202012.7039 | 193538.4463 | 193284.0086 | 202545.3592
NEM | Grid Battery | 0 | 0.057189 | 0.071422 | 12434.4222 | 11588.1541 | 10830.0546 | 11471.5718 | 13602.0285 | 21508.3751 | 20101.2874 | 24281.97 | 24546.2729 | 22875.6449 | 24673.6777 | 23059.5138 | 26470.1405 | 25859.1457 | 46265.4452 | 52505.9702 | 49383.5496 | 47716.6437 | 45824.1729 | 42826.332 | 40130.55 | 42130.9357 | 39374.71
NEM | Pumped Hydro | 0 | 0 | 0 | 0 | 27846.4145 | 26024.6889 | 24322.1451 | 22791.1415 | 21239.9747 | 19850.4442 | 20052.9999 | 18790.734 | 17511.8289 | 16416.6633 | 15342.6764 | 14376.903 | 13398.4055 | 12521.8779 | 11702.6913 | 10966.0449 | 10219.6958 | 9551.1187 | 8926.2798 | 8364.3994 | 7795.1227 | 7285.162
NEM | Coordinated CER storage | 0 | 0 | 0 | 0 | 0 | 0 | 0 | 0 | 0 | 0 | 0 | 0 | 0 | 0 | 0 | 0 | 0 | 0 | 0 | 0 | 0 | 0 | 0 | 0 | 0 | 0
Total excluding storage |  | 0 | 104118.6465 | 190613.5872 | -316259.4267 | 61484.9164 | 85268.4021 | 192554.5372 | 286541.0813 | 485302.2795 | 740269.2295 | 804592.38 | 885732.5233 | 914856.3474 | 993282.2246 | 987419.193 | 994609.9046 | 986869.4459 | 968234.4427 | 948836.3774 | 916044.8336 | 863047.3449 | 827354.5863 | 821179.0877 | 776695.7596 | 746458.5821 | 722605.9166
Region | Technology | 2024-25 | 2025-26 | 2026-27 | 2027-28 | 2028-29 | 2029-30 | 2030-31 | 2031-32 | 2032-33 | 2033-34 | 2034-35 | 2035-36 | 2036-37 | 2037-38 | 2038-39 | 2039-40 | 2040-41 | 2041-42 | 2042-43 | 2043-44 | 2044-45 | 2045-46 | 2046-47 | 2047-48 | 2048-49 | 2049-50
NSW1 | Black Coal | 0 | 0 | 0 | -32775.6302 | -66525.4285 | -154096.0674 | -144015.0943 | -137550.3333 | -128188.5977 | -0.0053906 | -0.0050379 | -17701.8268 | -16497.1364 | -15417.8882 | -30346.7302 | -28436.4969 | 0 | 0 | 0 | 0 | 0 | 0 | 0 | 0 | 0 | 0
NSW1 | Brown Coal | 0 | 0 | 0 | 0 | 0 | 0 | 0 | 0 | 0 | 0 | 0 | 0 | 0 | 0 | 0 | 0 | 0 | 0 | 0 | 0 | 0 | 0 | 0 | 0 | 0 | 0
NSW1 | CCGT | 0 | 0 | 0.00041504 | 0.0014248 | 0.0018796 | 0.0017567 | 0.0016445 | 0.0015409 | 0.0014361 | 0.0013421 | 0.0012543 | 0.0011754 | 0.0010954 | 0.0010237 | 0.00095673 | 0.00089651 | 0.00083549 | 0.00078083 | 0.00072975 | 0.00068381 | 0.00063727 | 0.00059558 | 0.00055662 | 0.00052158 | 0.00048608 | 0.00045428
NSW1 | Gas - Steam | 0 | 0 | 0 | 0 | 0 | 0 | 0 | 0 | 0 | 0 | 0 | 0 | 0 | 0 | 0 | 0 | 0 | 0 | 0 | 0 | 0 | 0 | 0 | 0 | 0 | 0
NSW1 | OCGT / Diesel | 0 | 0.001449 | 0.002081 | 0.002162 | 0.0026284 | 0.0024565 | 0.0022967 | 0.0021592 | 0.0034498 | 0.0032284 | 0.0030478 | 0.0038688 | 0.0036106 | 3184.0788 | 2975.7745 | 2788.4587 | 2598.675 | 2428.6682 | 2269.7834 | 2126.9075 | 1982.1493 | 1852.476 | 1731.2859 | 1622.3068 | 1511.8922 | 1412.9833
NSW1 | Hydro | 0 | 0 | 0 | 0 | 0 | 0 | 0 | 0 | 0 | 0 | 0 | 0 | 0 | 0 | 0 | 0 | 0 | 0 | 0 | 0 | 0 | 0 | 0 | 0 | 0 | 0
NSW1 | Hydrogen Turbine | 0 | 0 | 0 | 0 | 0 | 0 | 0 | 0 | 0 | 0 | 0 | 0 | 0 | 0 | 0 | 0 | 0 | 0 | 0 | 0 | 0 | 0 | 0 | 0 | 0 | 0
NSW1 | Wind | 0 | 81454.2484 | 88278.7858 | 90505.6074 | 145928.8896 | 153947.1742 | 151296.3998 | 153180.5318 | 162784.7747 | 152135.3052 | 146547.3849 | 137422.843 | 135698.7051 | 127938.3342 | 119568.5513 | 112553.2471 | 107685.3522 | 101199.3909 | 96005.6544 | 91309.997 | 89323.9508 | 89842.4304 | 84391.4663 | 79079.2858 | 74023.0658 | 72020.3092
NSW1 | Solar PV | 0 | 0.0067365 | 0.01085 | 0.016739 | 8219.8338 | 45931.0416 | 45048.3279 | 46148.1185 | 43007.2577 | 46359.0496 | 43326.2146 | 40598.9628 | 37835.7797 | 61339.7547 | 71128.2893 | 69115.3294 | 65289.0969 | 65402.8069 | 67487.704 | 71458.878 | 66595.3556 | 64761.6953 | 71755.2859 | 69531.6369 | 74052.713 | 78913.8035
NSW1 | Grid Battery | 0 | 0.026796 | 0.025056 | 7129.0204 | 6643.8162 | 6209.174 | 5802.9664 | 5437.6881 | 5067.6076 | 4736.082 | 4426.245 | 4147.6305 | 3865.3414 | 3612.4766 | 3376.1465 | 3163.6306 | 2948.3129 | 5400.0269 | 5505.2958 | 5158.7548 | 4807.6511 | 4493.1351 | 4199.1918 | 3934.866 | 6863.4532 | 6414.4425
NSW1 | Pumped Hydro | 0 | 0 | 0 | 0 | 21298.8945 | 19905.509 | 18603.2796 | 17432.2604 | 16245.8134 | 15183.0033 | 14189.7228 | 13296.5244 | 12391.5572 | 11631.2658 | 10870.3419 | 10186.0874 | 9492.8178 | 8871.7924 | 8291.3949 | 7769.4772 | 7240.6834 | 6766.9939 | 6324.2934 | 5926.1986 | 5522.8613 | 5161.5526
NSW1 | Coordinated CER storage | 0 | 0 | 0 | 0 | 0 | 0 | 0 | 0 | 0 | 0 | 0 | 0 | 0 | 0 | 0 | 0 | 0 | 0 | 0 | 0 | 0 | 0 | 0 | 0 | 0 | 0
Total excluding storage |  | 0 | 81454.2834 | 88278.8242 | 64859.018 | 115566.0101 | 71896.8357 | 76735.8834 | 84648.2691 | 98916.8605 | 218413.4393 | 208489.5666 | 177764.1389 | 173294.2517 | 192288.023 | 177572.3743 | 169370.2572 | 188014.2557 | 183302.6861 | 179559.8331 | 177824.0152 | 169949.7908 | 167716.7313 | 168401.5238 | 160094.2945 | 161973.9859 | 163923.0916
Region | Technology | 2024-25 | 2025-26 | 2026-27 | 2027-28 | 2028-29 | 2029-30 | 2030-31 | 2031-32 | 2032-33 | 2033-34 | 2034-35 | 2035-36 | 2036-37 | 2037-38 | 2038-39 | 2039-40 | 2040-41 | 2041-42 | 2042-43 | 2043-44 | 2044-45 | 2045-46 | 2046-47 | 2047-48 | 2048-49 | 2049-50
QLD1 | Black Coal | 0 | 0 | 0 | -129248.0032 | -120451.3297 | -147920.2771 | -120893.1917 | -148655.4446 | -114993.9627 | -110453.9468 | -103227.9878 | -32743.8948 | -30515.3311 | -28519.001 | -36355.8774 | -34067.3868 | -31748.7507 | -29671.7305 | -27730.5894 | -25985.0342 | -24216.4817 | -22632.2259 | -21151.6133 | -19820.1844 | -18471.2141 | -17262.8173
QLD1 | Brown Coal | 0 | 0 | 0 | 0 | 0 | 0 | 0 | 0 | 0 | 0 | 0 | 0 | 0 | 0 | 0 | 0 | 0 | 0 | 0 | 0 | 0 | 0 | 0 | 0 | 0 | 0
QLD1 | CCGT | 0 | 0 | 0.00032839 | 0.00078139 | 0.0014299 | 0.0013364 | 0.0012579 | 0.0011787 | 0.0013417 | 0.0012609 | 0.001185 | 0.0011111 | 0.0010355 | 0.00096774 | 0.00090443 | 0.0008475 | 0.00078982 | 0.00073815 | 0.00068986 | 0.00064643 | 0.00060244 | 0.00056302 | 0.00052619 | 0.00049307 | 0.00045951 | 0.00042945
QLD1 | Gas - Steam | 0 | 0 | 0 | 0 | 0 | 0 | 0 | 0 | 0 | 0 | 0 | 0 | 0 | 0 | 0 | 0 | 0 | 0 | 0 | 0 | 0 | 0 | 0 | 0 | 0 | 0
QLD1 | OCGT / Diesel | 0 | 0.00039861 | 0.0010327 | 0.001192 | 0.0092753 | 0.0086685 | 0.0081038 | 0.0076054 | 0.0080197 | 0.0075028 | 1807.6114 | 5554.5216 | 5176.4785 | 7939.9095 | 7420.4761 | 6953.38 | 6480.1299 | 6056.1962 | 5659.9965 | 5303.7171 | 4942.7438 | 4619.3867 | 4317.1839 | 4045.4304 | 7294.7856 | 6817.5566
QLD1 | Hydro | 0 | 0 | 0 | 0 | 0 | 0 | 0 | 0 | 0 | 0 | 0 | 0 | 0 | 0 | 0 | 0 | 0 | 0 | 0 | 0 | 0 | 0 | 0 | 0 | 0 | 0
QLD1 | Hydrogen Turbine | 0 | 0 | 0 | 0 | 0 | 0 | 0 | 0 | 0 | 0 | 0 | 0 | 0 | 0 | 0 | 0 | 0 | 0 | 0 | 0 | 0 | 0 | 0 | 0 | 0 | 0
QLD1 | Wind | 0 | 21642.307 | 75001.869 | 70280.7329 | 122424.5597 | 137236.7447 | 138168.7955 | 144523.3284 | 162656.9963 | 205867.582 | 193920.4161 | 181713.7254 | 179719.0055 | 181713.3722 | 169825.5814 | 159135.5837 | 148304.7467 | 138602.5673 | 130248.7674 | 122400.6804 | 114070.0368 | 106674.0615 | 112791.906 | 105692.0033 | 98980.4888 | 92505.1298
QLD1 | Solar PV | 0 | 0.0079727 | 0.008284 | 0.012286 | 0.080302 | 0.083287 | 14706.1996 | 27942.6027 | 30605.7354 | 39685.7739 | 41619.6714 | 39292.1546 | 38607.7264 | 49632.817 | 56132.0171 | 54773.988 | 75721.5603 | 75352.4536 | 89052.047 | 86669.1338 | 80952.8333 | 84247.0713 | 87252.9117 | 83490.2364 | 79639.1494 | 85970.1502
QLD1 | Grid Battery | 0 | 0.0083189 | 0.013462 | 0.012797 | 0.035427 | 0.033139 | 0.031003 | 0.029919 | 3254.6618 | 3041.7402 | 2842.749 | 4456.5787 | 4153.2622 | 6338.6622 | 5923.9835 | 10413.2355 | 10895.0779 | 23004.6134 | 29731.0647 | 28042.2524 | 26991.1433 | 26454.5403 | 24723.8696 | 23167.5785 | 23126.0737 | 21613.1535
QLD1 | Pumped Hydro | 0 | 0 | 0 | 0 | 0.15082 | 0.14105 | 0.13186 | 0.12364 | 0.11772 | 0.1103 | 0.10327 | 0.10134 | 0.094571 | 0.18332 | 0.17138 | 0.1607 | 0.14985 | 0.14019 | 0.13121 | 0.12385 | 0.11551 | 0.10859 | 0.10158 | 0.095209 | 0.09385 | 0.087754
QLD1 | Coordinated CER storage | 0 | 0 | 0 | 0 | 0 | 0 | 0 | 0 | 0 | 0 | 0 | 0 | 0 | 0 | 0 | 0 | 0 | 0 | 0 | 0 | 0 | 0 | 0 | 0 | 0 | 0
Total excluding storage |  | 0 | 21642.3237 | 75001.8921 | -58967.2432 | 1973.5073 | -10683.2649 | 31981.9757 | 23810.6489 | 81523.5578 | 138141.2683 | 136962.5646 | 198273.1879 | 197141.2371 | 217105.9441 | 202946.3531 | 197208.962 | 209652.9148 | 213344.2408 | 226961.418 | 216430.874 | 202740.3917 | 199362.9432 | 207934.3601 | 196575.1599 | 190569.3777 | 189643.2609
Region | Technology | 2024-25 | 2025-26 | 2026-27 | 2027-28 | 2028-29 | 2029-30 | 2030-31 | 2031-32 | 2032-33 | 2033-34 | 2034-35 | 2035-36 | 2036-37 | 2037-38 | 2038-39 | 2039-40 | 2040-41 | 2041-42 | 2042-43 | 2043-44 | 2044-45 | 2045-46 | 2046-47 | 2047-48 | 2048-49 | 2049-50
VIC1 | Black Coal | 0 | 0 | 0 | 0 | 0 | 0 | 0 | 0 | 0 | 0 | 0 | 0 | 0 | 0 | 0 | 0 | 0 | 0 | 0 | 0 | 0 | 0 | 0 | 0 | 0 | 0
VIC1 | Brown Coal | 0 | 0 | 0 | -408435.2816 | -227794.1507 | -228695.8506 | -217066.5899 | -153444.3089 | -96442.4128 | -45066.5483 | 0 | 0 | 0 | 0 | 0 | 0 | 0 | 0 | 0 | 0 | 0 | 0 | 0 | 0 | 0 | 0
VIC1 | CCGT | 0 | 0 | 0 | 0 | 0 | 0 | 0 | 0 | 0 | 0 | 0 | 0 | 0 | 0 | 0 | 0 | 0 | 0 | 0 | 0 | 0 | 0 | 0 | 0 | 0 | 0
VIC1 | Gas - Steam | 0 | 0 | 0 | 0 | 0 | 0 | 0 | 0 | 0 | 0 | 0 | 0 | 0 | 0 | 0 | 0 | 0 | 0 | 0 | 0 | 0 | 0 | 0 | 0 | 0 | 0
VIC1 | OCGT / Diesel | 0 | 0.00039631 | 0.0010508 | 605.9734 | 564.7306 | 527.7856 | 493.2576 | 462.2085 | 430.7508 | 402.5709 | 376.2345 | 5030.3354 | 4687.9685 | 4381.2795 | 4094.6538 | 3836.9079 | 3575.7663 | 4364.9049 | 4079.3504 | 6250.6252 | 7986.3179 | 7463.8485 | 6975.5593 | 6536.4693 | 6091.5944 | 5693.0789
VIC1 | Hydro | 0 | 0 | 0 | 0 | 0 | 0 | 0 | 0 | 0 | 0 | 0 | 0 | 0 | 0 | 0 | 0 | 0 | 0 | 0 | 0 | 0 | 0 | 0 | 0 | 0 | 0
VIC1 | Hydrogen Turbine | 0 | 0 | 0 | 0 | 0 | 0 | 0 | 0 | 0 | 0 | 0 | 0 | 0 | 0 | 0 | 0 | 0 | 0 | 0 | 0 | 0 | 0 | 0 | 0 | 0 | 0
VIC1 | Wind | 0 | 0.013025 | 10194.2387 | 56619.2355 | 119601.9767 | 179360.875 | 224643.7287 | 256769.0641 | 298310.1943 | 332469.293 | 360957.5762 | 408815.4862 | 446766.7621 | 479011.3967 | 505125.0127 | 527163.4134 | 491284.4418 | 459144.3381 | 432804.8809 | 406901.6361 | 379207.7335 | 355178.0428 | 333874.863 | 314333.645 | 292963.1878 | 273797.3862
VIC1 | Solar PV | 0 | 0.002912 | 0.0040925 | 0.05915 | 0.06583 | 0.061586 | 0.057876 | 0.054313 | 13703.3214 | 12806.8425 | 11969.0117 | 11215.5992 | 10452.2607 | 10287.9889 | 10805.9397 | 13626.3942 | 12698.9786 | 19192.8758 | 17937.2672 | 23249.9629 | 22480.8223 | 21010.1144 | 21051.1149 | 19945.0797 | 19663.4697 | 19036.474
VIC1 | Grid Battery | 0 | 0.0081574 | 0.012576 | 5305.3651 | 4944.2797 | 4620.8249 | 5668.5517 | 8164.2763 | 12902.0767 | 12058.017 | 16764.893 | 15709.5946 | 14640.3928 | 13682.6101 | 12787.4862 | 11982.5534 | 11167.0156 | 10436.4633 | 9753.7041 | 9139.7385 | 8517.6841 | 7960.4525 | 7439.6753 | 6971.3708 | 6496.8964 | 6071.8659
VIC1 | Pumped Hydro | 0 | 0 | 0 | 0 | 6547.3529 | 6119.0214 | 5718.7117 | 5358.7364 | 4994.0194 | 4667.3079 | 5863.1527 | 5494.0872 | 5120.1572 | 4785.1942 | 4472.1441 | 4190.6364 | 3905.4199 | 3649.9272 | 3411.147 | 3196.426 | 2978.877 | 2783.9972 | 2601.8665 | 2438.087 | 2272.1498 | 2123.5045
VIC1 | Coordinated CER storage | 0 | 0 | 0 | 0 | 0 | 0 | 0 | 0 | 0 | 0 | 0 | 0 | 0 | 0 | 0 | 0 | 0 | 0 | 0 | 0 | 0 | 0 | 0 | 0 | 0 | 0
Total excluding storage |  | 0 | 0.02449 | 10194.2564 | -345904.6485 | -96135.7449 | -38067.282 | 19457.7177 | 117310.0307 | 233897.9498 | 317337.4828 | 395930.8681 | 446265.1026 | 481667.5413 | 512148.4694 | 537285.2364 | 560799.9053 | 522631.6222 | 496788.5092 | 467986.3496 | 448738.3887 | 421171.4348 | 394396.4553 | 371943.079 | 350224.6519 | 327487.2981 | 306722.3095
Region | Technology | 2024-25 | 2025-26 | 2026-27 | 2027-28 | 2028-29 | 2029-30 | 2030-31 | 2031-32 | 2032-33 | 2033-34 | 2034-35 | 2035-36 | 2036-37 | 2037-38 | 2038-39 | 2039-40 | 2040-41 | 2041-42 | 2042-43 | 2043-44 | 2044-45 | 2045-46 | 2046-47 | 2047-48 | 2048-49 | 2049-50
SA1 | Black Coal | 0 | 0 | 0 | 0 | 0 | 0 | 0 | 0 | 0 | 0 | 0 | 0 | 0 | 0 | 0 | 0 | 0 | 0 | 0 | 0 | 0 | 0 | 0 | 0 | 0 | 0
SA1 | Brown Coal | 0 | 0 | 0 | 0 | 0 | 0 | 0 | 0 | 0 | 0 | 0 | 0 | 0 | 0 | 0 | 0 | 0 | 0 | 0 | 0 | 0 | 0 | 0 | 0 | 0 | 0
SA1 | CCGT | 0 | 0 | 0.00040169 | 0.0018535 | 0.0017273 | 0.0016143 | 0.0015244 | 0.0014284 | 0.0013329 | 0.0012457 | 0.0011642 | 0.0010909 | 0.0010167 | 0.00095015 | 0.00088799 | 0.00083209 | 0.00077546 | 0.00072473 | 0.00067732 | 0.00063468 | 0.00059149 | 0.00055279 | 0.00051663 | 0.00048411 | 0.00045116 | 0.00042164
SA1 | Gas - Steam | 0 | 0 | 0 | 0 | 0 | 0 | 0 | 0 | 0 | 0 | 0 | 0 | 0 | 0 | 0 | 0 | 0 | 0 | 0 | 0 | 0 | 0 | 0 | 0 | 0 | 0
SA1 | OCGT / Diesel | 0 | 0.00040534 | 0.0011208 | 0.002266 | 0.0021139 | 0.0019756 | 0.0018546 | 0.002058 | 2595.0274 | 2425.2593 | 2266.6045 | 2709.6881 | 2525.2656 | 4127.9034 | 3857.8537 | 3615.0137 | 3368.9742 | 3148.5741 | 2942.5926 | 2757.3659 | 2569.6984 | 2401.5873 | 2244.4741 | 2103.1913 | 1960.0472 | 1831.8198
SA1 | Hydro | 0 | 0 | 0 | 0 | 0 | 0 | 0 | 0 | 0 | 0 | 0 | 0 | 0 | 0 | 0 | 0 | 0 | 0 | 0 | 0 | 0 | 0 | 0 | 0 | 0 | 0
SA1 | Hydrogen Turbine | 0 | 0 | 0 | 0 | 0 | 0 | 0 | 0 | 0 | 0 | 0 | 0 | 0 | 0 | 0 | 0 | 0 | 0 | 0 | 0 | 0 | 0 | 0 | 0 | 0 | 0
SA1 | Wind | 0 | 0.019788 | 11364.41 | 10826.6859 | 22055.5788 | 39765.1504 | 39230.122 | 37206.3194 | 42293.5453 | 39526.6789 | 36940.8221 | 36900.6671 | 36791.2905 | 37582.2684 | 36080.7831 | 33809.6098 | 31597.5624 | 29530.433 | 28205.8296 | 26430.36 | 24900.8895 | 24490.754 | 29397.2399 | 29037.1356 | 27680.5624 | 26104.7661
SA1 | Solar PV | 0 | 0.0077362 | 0.010965 | 2065.1366 | 2860.7173 | 2673.5676 | 2498.6614 | 2341.3785 | 2182.0258 | 2039.2767 | 1905.866 | 1785.8976 | 1664.3487 | 7686.9133 | 7714.0647 | 8212.6698 | 11480.2885 | 16681.5544 | 18828.8363 | 21045.1625 | 19612.8196 | 18329.738 | 21953.3823 | 20571.4845 | 19928.668 | 18624.9236
SA1 | Grid Battery | 0 | 0.0080237 | 0.01384 | 0.016192 | 0.015111 | 0.014205 | 0.013474 | 0.021356 | 284.0134 | 265.4332 | 248.0685 | 232.4552 | 216.6345 | 1039.9147 | 971.883 | 910.7062 | 848.724 | 7424.3258 | 7515.8895 | 7042.788 | 7400.1485 | 6916.0267 | 6463.5766 | 6056.7151 | 5644.4929 | 5275.2283
SA1 | Pumped Hydro | 0 | 0 | 0 | 0 | 0.0042935 | 0.0041079 | 0.0049196 | 0.0046456 | 0.0074399 | 0.0069908 | 0.0065506 | 0.0069542 | 0.0065426 | 0.0074217 | 0.0069417 | 0.0065152 | 0.0060968 | 0.0062066 | 0.0062356 | 0.0060058 | 0.0071728 | 0.0067173 | 0.006283 | 0.0058947 | 0.005498 | 0.0051702
SA1 | Coordinated CER storage | 0 | 0 | 0 | 0 | 0 | 0 | 0 | 0 | 0 | 0 | 0 | 0 | 0 | 0 | 0 | 0 | 0 | 0 | 0 | 0 | 0 | 0 | 0 | 0 | 0 | 0
Total excluding storage |  | 0 | 0.035953 | 11364.4363 | 12891.8428 | 24916.3193 | 42438.7399 | 41728.8052 | 39547.7274 | 47354.6207 | 44256.6563 | 41361.3688 | 41628.7161 | 41197.5468 | 50437.0081 | 48624.5923 | 46548.0069 | 47295.556 | 56784.8942 | 57493.155 | 57275.683 | 54483.5637 | 52138.1132 | 60058.6797 | 57768.5329 | 55213.7765 | 51836.7434
Region | Technology | 2024-25 | 2025-26 | 2026-27 | 2027-28 | 2028-29 | 2029-30 | 2030-31 | 2031-32 | 2032-33 | 2033-34 | 2034-35 | 2035-36 | 2036-37 | 2037-38 | 2038-39 | 2039-40 | 2040-41 | 2041-42 | 2042-43 | 2043-44 | 2044-45 | 2045-46 | 2046-47 | 2047-48 | 2048-49 | 2049-50
TAS1 | Black Coal | 0 | 0 | 0 | 0 | 0 | 0 | 0 | 0 | 0 | 0 | 0 | 0 | 0 | 0 | 0 | 0 | 0 | 0 | 0 | 0 | 0 | 0 | 0 | 0 | 0 | 0
TAS1 | Brown Coal | 0 | 0 | 0 | 0 | 0 | 0 | 0 | 0 | 0 | 0 | 0 | 0 | 0 | 0 | 0 | 0 | 0 | 0 | 0 | 0 | 0 | 0 | 0 | 0 | 0 | 0
TAS1 | CCGT | 0 | 0 | 0.00022639 | 0.00033967 | 0.00031745 | 0.00040943 | 0.00040439 | 0.00037894 | 0.00035443 | 0.00033125 | 0.00030958 | 0.00029009 | 0.00027035 | 0.00025266 | 0.00023613 | 0.00022167 | 0.00020658 | 0.00019307 | 0.00018044 | 0.00016941 | 0.00016473 | 0.00015489 | 0.0001482 | 0.00014499 | 0.00014243 | 0.00013388
TAS1 | Gas - Steam | 0 | 0 | 0 | 0 | 0 | 0 | 0 | 0 | 0 | 0 | 0 | 0 | 0 | 0 | 0 | 0 | 0 | 0 | 0 | 0 | 0 | 0 | 0 | 0 | 0 | 0
TAS1 | OCGT / Diesel | 0 | 0.00038258 | 0.00098518 | 0.001051 | 0.0010306 | 0.00096711 | 0.0010128 | 0.0011475 | 0.0012487 | 0.0012208 | 0.0011623 | 0.001144 | 0.0011412 | 0.0011391 | 0.0011337 | 0.0011426 | 0.0011329 | 0.0011305 | 0.001136 | 0.0011393 | 0.0011553 | 0.0011564 | 0.0011453 | 0.0011527 | 0.0011506 | 0.0011544
TAS1 | Hydro | 0 | 0 | 0 | 0 | 0 | 0 | 0 | 0 | 0 | 0 | 0 | 0 | 0 | 0 | 0 | 0 | 0 | 0 | 0 | 0 | 0 | 0 | 0 | 0 | 0 | 0
TAS1 | Hydrogen Turbine | 0 | 0 | 0 | 0 | 0 | 0 | 0 | 0 | 0 | 0 | 0 | 0 | 0 | 0 | 0 | 0 | 0 | 0 | 0 | 0 | 0 | 0 | 0 | 0 | 0 | 0
TAS1 | Wind | 0 | 1021.9691 | 5774.1669 | 10861.5917 | 15164.8001 | 19683.3462 | 22650.123 | 21224.3701 | 23609.2519 | 22120.3459 | 21847.9772 | 21801.3444 | 21555.738 | 21302.7484 | 20990.6044 | 20682.7321 | 19275.0565 | 18014.0716 | 16835.5811 | 15775.8331 | 14702.1231 | 13740.302 | 12841.4039 | 12033.0779 | 11214.1022 | 10480.4702
TAS1 | Solar PV | 0 | 0.0036331 | 0.0035805 | 0.0034906 | 0.0034285 | 0.0042104 | 0.0045584 | 0.0043401 | 0.0048032 | 0.0044951 | 0.004201 | 0.0039366 | 0.0036732 | 0.0035452 | 0.004526 | 0.012992 | 0.012333 | 0.011701 | 0.011148 | 0.010473 | 0.010016 | 0.0094348 | 0.0090901 | 0.0087216 | 0.0084542 | 0.0079475
TAS1 | Grid Battery | 0 | 0.0058931 | 0.0064888 | 0.0077404 | 0.0077294 | 0.0083183 | 0.0092179 | 0.012819 | 0.015626 | 0.01511 | 0.014479 | 0.013876 | 0.014037 | 0.014096 | 0.014555 | 0.014874 | 0.015247 | 0.015794 | 0.01607 | 0.015896 | 0.016778 | 0.018224 | 0.018665 | 0.019682 | 0.019501 | 0.019877
TAS1 | Pumped Hydro | 0 | 0 | 0 | 0 | 0.011978 | 0.013284 | 0.017055 | 0.016355 | 0.01674 | 0.015674 | 0.014658 | 0.014151 | 0.013299 | 0.012588 | 0.012097 | 0.011989 | 0.011794 | 0.011932 | 0.012006 | 0.011854 | 0.012822 | 0.012374 | 0.012067 | 0.012698 | 0.012309 | 0.011872
TAS1 | Coordinated CER storage | 0 | 0 | 0 | 0 | 0 | 0 | 0 | 0 | 0 | 0 | 0 | 0 | 0 | 0 | 0 | 0 | 0 | 0 | 0 | 0 | 0 | 0 | 0 | 0 | 0 | 0
Total excluding storage |  | 0 | 1021.979 | 5774.1782 | 10861.6043 | 15164.8246 | 19683.3734 | 22650.1552 | 21224.4052 | 23609.2907 | 22120.3827 | 21848.012 | 21801.3778 | 21555.7705 | 21302.78 | 20990.6369 | 20682.7733 | 19275.0972 | 18014.1123 | 16835.6216 | 15775.8726 | 14702.164 | 13740.3434 | 12841.445 | 12033.1203 | 11214.1438 | 10480.5112

## BaseCase_Fuel Cost
Fuel cost by technology ($000s) - BaseCase, Step Change scenario
Fuel | Real June 2023 dollars discounted to 1 July 2023.
Explicitly modelled generation
Region | Technology | 2024-25 | 2025-26 | 2026-27 | 2027-28 | 2028-29 | 2029-30 | 2030-31 | 2031-32 | 2032-33 | 2033-34 | 2034-35 | 2035-36 | 2036-37 | 2037-38 | 2038-39 | 2039-40 | 2040-41 | 2041-42 | 2042-43 | 2043-44 | 2044-45 | 2045-46 | 2046-47 | 2047-48 | 2048-49 | 2049-50
NEM | Black Coal | 2120520.522 | 1425035.6 | 1297302.74 | 1090594.7201 | 747660.1361 | 439146.9978 | 342875.2128 | 226423.7359 | 199146.5691 | 129668.6607 | 101099.788 | 54502.9321 | 48724.6484 | 45930.8021 | 0.044401 | 0.039754 | 0.011995 | 0.010301 | 0.0090769 | 0.0092439 | 0.0081787 | 0.0067175 | 0.0061357 | 0.0060059 | 0.0052827 | 0.0046388
NEM | Brown Coal | 267213.338 | 206395.818 | 164162.145 | 56775.7876 | 46960.135 | 21600.6584 | 0.015183 | 0.0084068 | 0.0066632 | 0.0027381 | 0 | 0 | 0 | 0 | 0 | 0 | 0 | 0 | 0 | 0 | 0 | 0 | 0 | 0 | 0 | 0
NEM | CCGT | 216458.0694 | 242325.2979 | 305788.3249 | 522417.7986 | 417791.0279 | 447071.6083 | 421406.6061 | 368850.4474 | 352622.5493 | 332112.0818 | 313399.6939 | 284178.1549 | 214966.0032 | 174983.0062 | 165477.1933 | 137966.4466 | 122024.4827 | 102730.8272 | 105564.5029 | 76515.5816 | 63164.9925 | 34181.0551 | 24459.9187 | 20856.8759 | 19388.8937 | 18760.6314
NEM | Gas - Steam | 6012.7379 | 38205.1285 | 217842.768 | 160870.944 | 192790.112 | 116658.68 | 90669.248 | 83087.136 | 74655.112 | 72827.664 | 69221.624 | 44316.108 | 45169.788 | 45103.536 | 43760.432 | 0 | 0 | 0 | 0 | 0 | 0 | 0 | 0 | 0 | 0 | 0
NEM | OCGT / Diesel | 14171.6161 | 9331.6008 | 28024.3276 | 317919.8462 | 153444.0586 | 390712.155 | 394125.5218 | 498366.4403 | 373053.1159 | 379651.4032 | 539788.5118 | 455593.2162 | 456115.1422 | 452727.3947 | 522195.734 | 630864.9841 | 604413.4954 | 509593.4057 | 409915.8604 | 540403.6079 | 383093.5164 | 361616.6502 | 319779.4729 | 294506.6291 | 332456.286 | 285309.1581
NEM | Hydro | 0 | 0 | 0 | 0 | 0 | 0 | 0 | 0 | 0 | 0 | 0 | 0 | 0 | 0 | 0 | 0 | 0 | 0 | 0 | 0 | 0 | 0 | 0 | 0 | 0 | 0
NEM | Hydrogen Turbine | 0 | 0.0080782 | 2213.6057 | 1114.2098 | 2943.0355 | 127.9678 | 44.0364 | 164.6588 | 1754.0862 | 477.0759 | 1436.7241 | 2810.3458 | 1165.8164 | 1504.6107 | 0.017179 | 3723.3275 | 1631.8831 | 7553.3242 | 2761.3865 | 15011.8135 | 16952.2275 | 39968.114 | 45582.38 | 42594.83 | 41168.584 | 37315.31
NEM | Wind | 0 | 0 | 0 | 0 | 0 | 0 | 0 | 0 | 0 | 0 | 0 | 0 | 0 | 0 | 0 | 0 | 0 | 0 | 0 | 0 | 0 | 0 | 0 | 0 | 0 | 0
NEM | Solar PV | 0 | 0 | 0 | 0 | 0 | 0 | 0 | 0 | 0 | 0 | 0 | 0 | 0 | 0 | 0 | 0 | 0 | 0 | 0 | 0 | 0 | 0 | 0 | 0 | 0 | 0
NEM | Grid Battery | 0 | 0 | 0 | 0 | 0 | 0 | 0 | 0 | 0 | 0 | 0 | 0 | 0 | 0 | 0 | 0 | 0 | 0 | 0 | 0 | 0 | 0 | 0 | 0 | 0 | 0
NEM | Pumped Hydro | 0 | 0 | 0 | 0 | 0 | 0 | 0 | 0 | 0 | 0 | 0 | 0 | 0 | 0 | 0 | 0 | 0 | 0 | 0 | 0 | 0 | 0 | 0 | 0 | 0 | 0
NEM | Coordinated CER storage | 0 | 0 | 0 | 0 | 0 | 0 | 0 | 0 | 0 | 0 | 0 | 0 | 0 | 0 | 0 | 0 | 0 | 0 | 0 | 0 | 0 | 0 | 0 | 0 | 0 | 0
Total excluding storage |  | 2624376.2835 | 1921293.4532 | 2015333.9112 | 2149693.3064 | 1561588.5051 | 1415318.0673 | 1249120.6403 | 1176892.4267 | 1001231.4391 | 914736.8883 | 1024946.3418 | 841400.757 | 766141.3981 | 720249.3497 | 731433.4209 | 772554.798 | 728069.8732 | 619877.5674 | 518241.7589 | 631931.0122 | 463210.7446 | 435765.826 | 389821.7777 | 357958.3411 | 393013.7689 | 341385.104
Region | Technology | 2024-25 | 2025-26 | 2026-27 | 2027-28 | 2028-29 | 2029-30 | 2030-31 | 2031-32 | 2032-33 | 2033-34 | 2034-35 | 2035-36 | 2036-37 | 2037-38 | 2038-39 | 2039-40 | 2040-41 | 2041-42 | 2042-43 | 2043-44 | 2044-45 | 2045-46 | 2046-47 | 2047-48 | 2048-49 | 2049-50
NSW1 | Black Coal | 1181009.008 | 656584.215 | 676143.728 | 666904.315 | 418531.749 | 199411.4264 | 183575.4606 | 147558.7102 | 132802.6488 | 113082.036 | 85942.408 | 40388.8766 | 35968.0795 | 33715.7965 | 0.020428 | 0.018125 | 0 | 0 | 0 | 0 | 0 | 0 | 0 | 0 | 0 | 0
NSW1 | Brown Coal | 0 | 0 | 0 | 0 | 0 | 0 | 0 | 0 | 0 | 0 | 0 | 0 | 0 | 0 | 0 | 0 | 0 | 0 | 0 | 0 | 0 | 0 | 0 | 0 | 0 | 0
NSW1 | CCGT | 3022.9302 | 29018.442 | 108147.6006 | 114930.9932 | 88774.9179 | 93927.7721 | 88669.6076 | 57136.8486 | 68348.1424 | 63706.3598 | 58686.3201 | 51277.4728 | 39487.7339 | 45563.3638 | 39445.2134 | 36938.1468 | 33387.0148 | 23747.1371 | 32069.6256 | 0.027354 | 0.02485 | 0.023765 | 0.022448 | 0.020982 | 0.019472 | 0.018156
NSW1 | Gas - Steam | 0 | 0 | 0 | 0 | 0 | 0 | 0 | 0 | 0 | 0 | 0 | 0 | 0 | 0 | 0 | 0 | 0 | 0 | 0 | 0 | 0 | 0 | 0 | 0 | 0 | 0
NSW1 | OCGT / Diesel | 852.1726 | 8394.5084 | 8552.2093 | 73369.4184 | 24860.3217 | 177661.3149 | 140810.5115 | 205745.7138 | 108089.8848 | 111767.3997 | 174564.7327 | 129482.808 | 115641.5857 | 92067.4462 | 155938.3303 | 155015.9741 | 179440.2052 | 123249.3575 | 107636.5275 | 149647.6566 | 91859.6689 | 77992.3807 | 64763.8836 | 79653.0631 | 60712.4037 | 59599.7921
NSW1 | Hydro | 0 | 0 | 0 | 0 | 0 | 0 | 0 | 0 | 0 | 0 | 0 | 0 | 0 | 0 | 0 | 0 | 0 | 0 | 0 | 0 | 0 | 0 | 0 | 0 | 0 | 0
NSW1 | Hydrogen Turbine | 0 | 0 | 0 | 0 | 0 | 0 | 0 | 0 | 0 | 0 | 0 | 0 | 0 | 0 | 0 | 0 | 0 | 0 | 0 | 0 | 0 | 0 | 0 | 0 | 0 | 0
NSW1 | Wind | 0 | 0 | 0 | 0 | 0 | 0 | 0 | 0 | 0 | 0 | 0 | 0 | 0 | 0 | 0 | 0 | 0 | 0 | 0 | 0 | 0 | 0 | 0 | 0 | 0 | 0
NSW1 | Solar PV | 0 | 0 | 0 | 0 | 0 | 0 | 0 | 0 | 0 | 0 | 0 | 0 | 0 | 0 | 0 | 0 | 0 | 0 | 0 | 0 | 0 | 0 | 0 | 0 | 0 | 0
NSW1 | Grid Battery | 0 | 0 | 0 | 0 | 0 | 0 | 0 | 0 | 0 | 0 | 0 | 0 | 0 | 0 | 0 | 0 | 0 | 0 | 0 | 0 | 0 | 0 | 0 | 0 | 0 | 0
NSW1 | Pumped Hydro | 0 | 0 | 0 | 0 | 0 | 0 | 0 | 0 | 0 | 0 | 0 | 0 | 0 | 0 | 0 | 0 | 0 | 0 | 0 | 0 | 0 | 0 | 0 | 0 | 0 | 0
NSW1 | Coordinated CER storage | 0 | 0 | 0 | 0 | 0 | 0 | 0 | 0 | 0 | 0 | 0 | 0 | 0 | 0 | 0 | 0 | 0 | 0 | 0 | 0 | 0 | 0 | 0 | 0 | 0 | 0
Total excluding storage |  | 1184884.1108 | 693997.1654 | 792843.5379 | 855204.7266 | 532166.9886 | 471000.5135 | 413055.5797 | 410441.2726 | 309240.676 | 288555.7955 | 319193.4608 | 221149.1575 | 191097.3991 | 171346.6065 | 195383.5642 | 191954.139 | 212827.22 | 146996.4947 | 139706.153 | 149647.6839 | 91859.6937 | 77992.4045 | 64763.906 | 79653.0841 | 60712.4232 | 59599.8103
Region | Technology | 2024-25 | 2025-26 | 2026-27 | 2027-28 | 2028-29 | 2029-30 | 2030-31 | 2031-32 | 2032-33 | 2033-34 | 2034-35 | 2035-36 | 2036-37 | 2037-38 | 2038-39 | 2039-40 | 2040-41 | 2041-42 | 2042-43 | 2043-44 | 2044-45 | 2045-46 | 2046-47 | 2047-48 | 2048-49 | 2049-50
QLD1 | Black Coal | 939511.514 | 768451.385 | 621159.012 | 423690.4051 | 329128.3871 | 239735.5714 | 159299.7522 | 78865.0257 | 66343.9203 | 16586.6247 | 15157.38 | 14114.0554 | 12756.5689 | 12215.0056 | 0.023973 | 0.021629 | 0.011995 | 0.010301 | 0.0090769 | 0.0092439 | 0.0081787 | 0.0067175 | 0.0061357 | 0.0060059 | 0.0052827 | 0.0046388
QLD1 | Brown Coal | 0 | 0 | 0 | 0 | 0 | 0 | 0 | 0 | 0 | 0 | 0 | 0 | 0 | 0 | 0 | 0 | 0 | 0 | 0 | 0 | 0 | 0 | 0 | 0 | 0 | 0
QLD1 | CCGT | 113901.6432 | 88563.5199 | 94590.3558 | 285954.1419 | 227292.7208 | 263852.4717 | 236753.3082 | 241509.4295 | 209280.3515 | 198115.9978 | 191207.5071 | 180060.3278 | 131074.2107 | 129419.5972 | 126031.9376 | 101028.2597 | 88637.43 | 78983.6537 | 73494.843 | 76515.5222 | 63164.938 | 34181.0029 | 24459.8689 | 20856.8293 | 19388.8499 | 18760.5907
QLD1 | Gas - Steam | 0 | 0 | 0 | 0 | 0 | 0 | 0 | 0 | 0 | 0 | 0 | 0 | 0 | 0 | 0 | 0 | 0 | 0 | 0 | 0 | 0 | 0 | 0 | 0 | 0 | 0
QLD1 | OCGT / Diesel | 0.031631 | 0.036409 | 161.7508 | 21124.3363 | 6135.217 | 40640.8118 | 36585.2841 | 89712.5673 | 44933.0405 | 62143.7329 | 98212.7677 | 126328.1008 | 158532.3216 | 132681.0529 | 155031.8696 | 192196.3915 | 201269.691 | 104180.0503 | 111164.7331 | 124060.2153 | 114732.5207 | 129998.165 | 100574.1963 | 96593.5999 | 120729.3337 | 112391.7864
QLD1 | Hydro | 0 | 0 | 0 | 0 | 0 | 0 | 0 | 0 | 0 | 0 | 0 | 0 | 0 | 0 | 0 | 0 | 0 | 0 | 0 | 0 | 0 | 0 | 0 | 0 | 0 | 0
QLD1 | Hydrogen Turbine | 0 | 0 | 142.3968 | 269.8124 | 2468.0932 | 127.9605 | 44.0294 | 164.652 | 887.3854 | 477.0687 | 100.8243 | 1163.0334 | 459.2269 | 863.7523 | 0.0085116 | 1964.6761 | 516.9051 | 1008.6408 | 328.657 | 5217.4125 | 8083.3325 | 19512.91 | 25349.896 | 21177.314 | 19705.1 | 19336.666
QLD1 | Wind | 0 | 0 | 0 | 0 | 0 | 0 | 0 | 0 | 0 | 0 | 0 | 0 | 0 | 0 | 0 | 0 | 0 | 0 | 0 | 0 | 0 | 0 | 0 | 0 | 0 | 0
QLD1 | Solar PV | 0 | 0 | 0 | 0 | 0 | 0 | 0 | 0 | 0 | 0 | 0 | 0 | 0 | 0 | 0 | 0 | 0 | 0 | 0 | 0 | 0 | 0 | 0 | 0 | 0 | 0
QLD1 | Grid Battery | 0 | 0 | 0 | 0 | 0 | 0 | 0 | 0 | 0 | 0 | 0 | 0 | 0 | 0 | 0 | 0 | 0 | 0 | 0 | 0 | 0 | 0 | 0 | 0 | 0 | 0
QLD1 | Pumped Hydro | 0 | 0 | 0 | 0 | 0 | 0 | 0 | 0 | 0 | 0 | 0 | 0 | 0 | 0 | 0 | 0 | 0 | 0 | 0 | 0 | 0 | 0 | 0 | 0 | 0 | 0
QLD1 | Coordinated CER storage | 0 | 0 | 0 | 0 | 0 | 0 | 0 | 0 | 0 | 0 | 0 | 0 | 0 | 0 | 0 | 0 | 0 | 0 | 0 | 0 | 0 | 0 | 0 | 0 | 0 | 0
Total excluding storage |  | 1053413.1888 | 857014.9413 | 716053.5154 | 731038.6957 | 565024.4181 | 544356.8154 | 432682.374 | 410251.6744 | 321444.6977 | 277323.424 | 304678.479 | 321665.5174 | 302822.3282 | 275179.408 | 281063.8396 | 295189.3489 | 290424.038 | 184172.355 | 184988.2422 | 205793.1592 | 185980.7993 | 183692.0846 | 150383.9673 | 138627.7491 | 159823.289 | 150489.0477
Region | Technology | 2024-25 | 2025-26 | 2026-27 | 2027-28 | 2028-29 | 2029-30 | 2030-31 | 2031-32 | 2032-33 | 2033-34 | 2034-35 | 2035-36 | 2036-37 | 2037-38 | 2038-39 | 2039-40 | 2040-41 | 2041-42 | 2042-43 | 2043-44 | 2044-45 | 2045-46 | 2046-47 | 2047-48 | 2048-49 | 2049-50
VIC1 | Black Coal | 0 | 0 | 0 | 0 | 0 | 0 | 0 | 0 | 0 | 0 | 0 | 0 | 0 | 0 | 0 | 0 | 0 | 0 | 0 | 0 | 0 | 0 | 0 | 0 | 0 | 0
VIC1 | Brown Coal | 267213.338 | 206395.818 | 164162.145 | 56775.7876 | 46960.135 | 21600.6584 | 0.015183 | 0.0084068 | 0.0066632 | 0.0027381 | 0 | 0 | 0 | 0 | 0 | 0 | 0 | 0 | 0 | 0 | 0 | 0 | 0 | 0 | 0 | 0
VIC1 | CCGT | 0 | 0 | 0 | 0 | 0 | 0 | 0 | 0 | 0 | 0 | 0 | 0 | 0 | 0 | 0 | 0 | 0 | 0 | 0 | 0 | 0 | 0 | 0 | 0 | 0 | 0
VIC1 | Gas - Steam | 901.1289 | 4540.6885 | 217842.768 | 160870.944 | 192790.112 | 116658.68 | 90669.248 | 83087.136 | 74655.112 | 72827.664 | 69221.624 | 44316.108 | 45169.788 | 45103.536 | 43760.432 | 0 | 0 | 0 | 0 | 0 | 0 | 0 | 0 | 0 | 0 | 0
VIC1 | OCGT / Diesel | 261.5721 | 0.044993 | 2352.0215 | 113888.8472 | 58115.6322 | 85156.3734 | 128952.964 | 121591.1442 | 108542.8388 | 101872.2869 | 143671.2477 | 121455.7159 | 105751.5159 | 112855.1607 | 91849.7135 | 153160.5574 | 115151.6026 | 170249.6902 | 96794.9558 | 161764.5321 | 114296.5316 | 104605.495 | 111408.5804 | 77891.6094 | 112448.1602 | 81947.0392
VIC1 | Hydro | 0 | 0 | 0 | 0 | 0 | 0 | 0 | 0 | 0 | 0 | 0 | 0 | 0 | 0 | 0 | 0 | 0 | 0 | 0 | 0 | 0 | 0 | 0 | 0 | 0 | 0
VIC1 | Hydrogen Turbine | 0 | 0 | 0 | 0 | 0 | 0 | 0 | 0 | 0 | 0 | 0 | 0 | 0 | 0 | 0 | 0 | 0 | 0 | 0 | 0 | 0 | 0 | 0 | 0 | 0 | 0
VIC1 | Wind | 0 | 0 | 0 | 0 | 0 | 0 | 0 | 0 | 0 | 0 | 0 | 0 | 0 | 0 | 0 | 0 | 0 | 0 | 0 | 0 | 0 | 0 | 0 | 0 | 0 | 0
VIC1 | Solar PV | 0 | 0 | 0 | 0 | 0 | 0 | 0 | 0 | 0 | 0 | 0 | 0 | 0 | 0 | 0 | 0 | 0 | 0 | 0 | 0 | 0 | 0 | 0 | 0 | 0 | 0
VIC1 | Grid Battery | 0 | 0 | 0 | 0 | 0 | 0 | 0 | 0 | 0 | 0 | 0 | 0 | 0 | 0 | 0 | 0 | 0 | 0 | 0 | 0 | 0 | 0 | 0 | 0 | 0 | 0
VIC1 | Pumped Hydro | 0 | 0 | 0 | 0 | 0 | 0 | 0 | 0 | 0 | 0 | 0 | 0 | 0 | 0 | 0 | 0 | 0 | 0 | 0 | 0 | 0 | 0 | 0 | 0 | 0 | 0
VIC1 | Coordinated CER storage | 0 | 0 | 0 | 0 | 0 | 0 | 0 | 0 | 0 | 0 | 0 | 0 | 0 | 0 | 0 | 0 | 0 | 0 | 0 | 0 | 0 | 0 | 0 | 0 | 0 | 0
Total excluding storage |  | 268376.039 | 210936.5515 | 384356.9345 | 331535.5788 | 297865.8792 | 223415.7117 | 219622.2272 | 204678.2886 | 183197.9575 | 174699.9537 | 212892.8717 | 165771.8239 | 150921.3039 | 157958.6967 | 135610.1455 | 153160.5574 | 115151.6026 | 170249.6902 | 96794.9558 | 161764.5321 | 114296.5316 | 104605.495 | 111408.5804 | 77891.6094 | 112448.1602 | 81947.0392
Region | Technology | 2024-25 | 2025-26 | 2026-27 | 2027-28 | 2028-29 | 2029-30 | 2030-31 | 2031-32 | 2032-33 | 2033-34 | 2034-35 | 2035-36 | 2036-37 | 2037-38 | 2038-39 | 2039-40 | 2040-41 | 2041-42 | 2042-43 | 2043-44 | 2044-45 | 2045-46 | 2046-47 | 2047-48 | 2048-49 | 2049-50
SA1 | Black Coal | 0 | 0 | 0 | 0 | 0 | 0 | 0 | 0 | 0 | 0 | 0 | 0 | 0 | 0 | 0 | 0 | 0 | 0 | 0 | 0 | 0 | 0 | 0 | 0 | 0 | 0
SA1 | Brown Coal | 0 | 0 | 0 | 0 | 0 | 0 | 0 | 0 | 0 | 0 | 0 | 0 | 0 | 0 | 0 | 0 | 0 | 0 | 0 | 0 | 0 | 0 | 0 | 0 | 0 | 0
SA1 | CCGT | 99533.496 | 124743.336 | 103050.3598 | 121532.6505 | 101723.3779 | 89291.3494 | 95983.6747 | 70204.1553 | 74994.0415 | 70289.7112 | 63505.8557 | 52840.3441 | 44404.049 | 0.036162 | 0.033615 | 0.031767 | 0.029875 | 0.028547 | 0.026904 | 0.025048 | 0.022695 | 0.021766 | 0.020922 | 0.019356 | 0.018019 | 0.016699
SA1 | Gas - Steam | 5111.609 | 33664.44 | 0 | 0 | 0 | 0 | 0 | 0 | 0 | 0 | 0 | 0 | 0 | 0 | 0 | 0 | 0 | 0 | 0 | 0 | 0 | 0 | 0 | 0 | 0 | 0
SA1 | OCGT / Diesel | 13057.8225 | 936.995 | 16958.3313 | 109475.1937 | 64118.206 | 87252.993 | 87775.2922 | 81240.5288 | 111092.8902 | 103774.062 | 123320.7505 | 78314.9874 | 76130.753 | 115123.7228 | 119371.2633 | 130485.4426 | 108551.9882 | 111904.8612 | 94307.5471 | 104931.1963 | 62204.7859 | 48975.2231 | 43032.8053 | 40368.3493 | 38566.3811 | 31370.5337
SA1 | Hydro | 0 | 0 | 0 | 0 | 0 | 0 | 0 | 0 | 0 | 0 | 0 | 0 | 0 | 0 | 0 | 0 | 0 | 0 | 0 | 0 | 0 | 0 | 0 | 0 | 0 | 0
SA1 | Hydrogen Turbine | 0 | 0.0080782 | 2071.2089 | 844.3974 | 474.9423 | 0.0072118 | 0.006971 | 0.0068056 | 866.7007 | 0.0072316 | 1335.8998 | 1647.3124 | 706.5894 | 640.8584 | 0.0086674 | 1758.6514 | 1114.978 | 6544.6835 | 2432.7295 | 9794.401 | 8868.895 | 20455.204 | 20232.484 | 21417.516 | 21463.484 | 17978.644
SA1 | Wind | 0 | 0 | 0 | 0 | 0 | 0 | 0 | 0 | 0 | 0 | 0 | 0 | 0 | 0 | 0 | 0 | 0 | 0 | 0 | 0 | 0 | 0 | 0 | 0 | 0 | 0
SA1 | Solar PV | 0 | 0 | 0 | 0 | 0 | 0 | 0 | 0 | 0 | 0 | 0 | 0 | 0 | 0 | 0 | 0 | 0 | 0 | 0 | 0 | 0 | 0 | 0 | 0 | 0 | 0
SA1 | Grid Battery | 0 | 0 | 0 | 0 | 0 | 0 | 0 | 0 | 0 | 0 | 0 | 0 | 0 | 0 | 0 | 0 | 0 | 0 | 0 | 0 | 0 | 0 | 0 | 0 | 0 | 0
SA1 | Pumped Hydro | 0 | 0 | 0 | 0 | 0 | 0 | 0 | 0 | 0 | 0 | 0 | 0 | 0 | 0 | 0 | 0 | 0 | 0 | 0 | 0 | 0 | 0 | 0 | 0 | 0 | 0
SA1 | Coordinated CER storage | 0 | 0 | 0 | 0 | 0 | 0 | 0 | 0 | 0 | 0 | 0 | 0 | 0 | 0 | 0 | 0 | 0 | 0 | 0 | 0 | 0 | 0 | 0 | 0 | 0 | 0
Total excluding storage |  | 117702.9275 | 159344.7791 | 122079.8999 | 231852.2416 | 166316.5262 | 176544.3496 | 183758.9739 | 151444.6909 | 186953.6324 | 174063.7804 | 188162.5059 | 132802.6439 | 121241.3914 | 115764.6174 | 119371.3056 | 132244.1257 | 109666.9961 | 118449.5732 | 96740.3035 | 114725.6223 | 71073.7036 | 69430.4489 | 63265.3103 | 61785.8846 | 60029.8831 | 49349.1944
Region | Technology | 2024-25 | 2025-26 | 2026-27 | 2027-28 | 2028-29 | 2029-30 | 2030-31 | 2031-32 | 2032-33 | 2033-34 | 2034-35 | 2035-36 | 2036-37 | 2037-38 | 2038-39 | 2039-40 | 2040-41 | 2041-42 | 2042-43 | 2043-44 | 2044-45 | 2045-46 | 2046-47 | 2047-48 | 2048-49 | 2049-50
TAS1 | Black Coal | 0 | 0 | 0 | 0 | 0 | 0 | 0 | 0 | 0 | 0 | 0 | 0 | 0 | 0 | 0 | 0 | 0 | 0 | 0 | 0 | 0 | 0 | 0 | 0 | 0 | 0
TAS1 | Brown Coal | 0 | 0 | 0 | 0 | 0 | 0 | 0 | 0 | 0 | 0 | 0 | 0 | 0 | 0 | 0 | 0 | 0 | 0 | 0 | 0 | 0 | 0 | 0 | 0 | 0 | 0
TAS1 | CCGT | 0 | 0 | 0.0087022 | 0.013 | 0.011265 | 0.015163 | 0.015622 | 0.014021 | 0.01385 | 0.013016 | 0.011084 | 0.010232 | 0.009558 | 0.0090821 | 0.0086462 | 0.0083794 | 0.008098 | 0.0078031 | 0.0074206 | 0.0070125 | 0.0069601 | 0.0066643 | 0.0064494 | 0.0063025 | 0.0062322 | 0.0058373
TAS1 | Gas - Steam | 0 | 0 | 0 | 0 | 0 | 0 | 0 | 0 | 0 | 0 | 0 | 0 | 0 | 0 | 0 | 0 | 0 | 0 | 0 | 0 | 0 | 0 | 0 | 0 | 0 | 0
TAS1 | OCGT / Diesel | 0.017273 | 0.015937 | 0.014761 | 62.0506 | 214.6818 | 0.66188 | 1.47 | 76.4862 | 394.4617 | 93.9217 | 19.0133 | 11.6041 | 58.9659 | 0.012059 | 4.5573 | 6.6186 | 0.0084216 | 9.4465 | 12.0969 | 0.0076401 | 0.0093042 | 45.3863 | 0.0073317 | 0.0074997 | 0.0071535 | 0.0065167
TAS1 | Hydro | 0 | 0 | 0 | 0 | 0 | 0 | 0 | 0 | 0 | 0 | 0 | 0 | 0 | 0 | 0 | 0 | 0 | 0 | 0 | 0 | 0 | 0 | 0 | 0 | 0 | 0
TAS1 | Hydrogen Turbine | 0 | 0 | 0 | 0 | 0 | 0 | 0 | 0 | 0 | 0 | 0 | 0 | 0 | 0 | 0 | 0 | 0 | 0 | 0 | 0 | 0 | 0 | 0 | 0 | 0 | 0
TAS1 | Wind | 0 | 0 | 0 | 0 | 0 | 0 | 0 | 0 | 0 | 0 | 0 | 0 | 0 | 0 | 0 | 0 | 0 | 0 | 0 | 0 | 0 | 0 | 0 | 0 | 0 | 0
TAS1 | Solar PV | 0 | 0 | 0 | 0 | 0 | 0 | 0 | 0 | 0 | 0 | 0 | 0 | 0 | 0 | 0 | 0 | 0 | 0 | 0 | 0 | 0 | 0 | 0 | 0 | 0 | 0
TAS1 | Grid Battery | 0 | 0 | 0 | 0 | 0 | 0 | 0 | 0 | 0 | 0 | 0 | 0 | 0 | 0 | 0 | 0 | 0 | 0 | 0 | 0 | 0 | 0 | 0 | 0 | 0 | 0
TAS1 | Pumped Hydro | 0 | 0 | 0 | 0 | 0 | 0 | 0 | 0 | 0 | 0 | 0 | 0 | 0 | 0 | 0 | 0 | 0 | 0 | 0 | 0 | 0 | 0 | 0 | 0 | 0 | 0
TAS1 | Coordinated CER storage | 0 | 0 | 0 | 0 | 0 | 0 | 0 | 0 | 0 | 0 | 0 | 0 | 0 | 0 | 0 | 0 | 0 | 0 | 0 | 0 | 0 | 0 | 0 | 0 | 0 | 0
Total excluding storage |  | 0.017273 | 0.015937 | 0.023464 | 62.0636 | 214.693 | 0.67704 | 1.4856 | 76.5002 | 394.4755 | 93.9347 | 19.0244 | 11.6144 | 58.9755 | 0.021141 | 4.5659 | 6.627 | 0.01652 | 9.4543 | 12.1044 | 0.014653 | 0.016264 | 45.393 | 0.013781 | 0.013802 | 0.013386 | 0.012354

## BaseCase_Build Cost
New generation build cost (CAPEX) by technology ($000s) - BaseCase, Step Change scenario
CAPEX | Real June 2023 dollars discounted to 1 July 2023. The total capital costs are annualised for modelling purposes. Build costs do not include capital costs of existing, committed and anticipated generators and transmission projects since there will be no difference in these costs between the Base Case and option case.
Explicitly modelled generation
Region | Technology | 2024-25 | 2025-26 | 2026-27 | 2027-28 | 2028-29 | 2029-30 | 2030-31 | 2031-32 | 2032-33 | 2033-34 | 2034-35 | 2035-36 | 2036-37 | 2037-38 | 2038-39 | 2039-40 | 2040-41 | 2041-42 | 2042-43 | 2043-44 | 2044-45 | 2045-46 | 2046-47 | 2047-48 | 2048-49 | 2049-50
NEM | Black Coal | 0 | 0 | 0 | 0 | 0 | 0 | 0 | 0 | 0 | 0 | 0 | 0 | 0 | 0 | 0 | 0 | 0 | 0 | 0 | 0 | 0 | 0 | 0 | 0 | 0 | 0
NEM | Brown Coal | 0 | 0 | 0 | 0 | 0 | 0 | 0 | 0 | 0 | 0 | 0 | 0 | 0 | 0 | 0 | 0 | 0 | 0 | 0 | 0 | 0 | 0 | 0 | 0 | 0 | 0
NEM | CCGT | 0 | 0 | 0.020993 | 0.067305 | 0.081893 | 0.078274 | 0.0739 | 0.069248 | 0.068191 | 0.063833 | 0.059754 | 0.056003 | 0.052192 | 0.048777 | 0.045586 | 0.042723 | 0.039815 | 0.03721 | 0.034776 | 0.032592 | 0.030473 | 0.028493 | 0.026679 | 0.025088 | 0.023486 | 0.02196
NEM | Gas - Steam | 0 | 0 | 0 | 0 | 0 | 0 | 0 | 0 | 0 | 0 | 0 | 0 | 0 | 0 | 0 | 0 | 0 | 0 | 0 | 0 | 0 | 0 | 0 | 0 | 0 | 0
NEM | OCGT / Diesel | 0 | 0.035286 | 0.065051 | 5442.7596 | 5072.4035 | 4740.564 | 4430.4349 | 4151.5574 | 25229.0702 | 23578.571 | 36883.913 | 109550.8946 | 102094.814 | 160625.5945 | 150117.3787 | 140667.9526 | 131094.0312 | 130877.165 | 122315.1082 | 134330.819 | 142698.8754 | 133363.4358 | 124638.7257 | 116793.1023 | 136953.857 | 127994.2596
NEM | Hydro | 0 | 0 | 0 | 0 | 0 | 0 | 0 | 0 | 0 | 0 | 0 | 0 | 0 | 0 | 0 | 0 | 0 | 0 | 0 | 0 | 0 | 0 | 0 | 0 | 0 | 0
NEM | Hydrogen Turbine | 0 | 0 | 0 | 0 | 0 | 0 | 0 | 0 | 0 | 0 | 0 | 0 | 0 | 0 | 0 | 0 | 0 | 0 | 0 | 0 | 0 | 0 | 0 | 0 | 0 | 0
NEM | Wind | 0 | 958239.5879 | 1721202.3475 | 2141673.3817 | 3343955.4605 | 3895750.8099 | 4010938.4899 | 4078155.5021 | 4394587.216 | 4667268.526 | 4543523.5253 | 4466314.5151 | 4499459.918 | 4506558.7701 | 4371979.7179 | 4240945.9215 | 3965933.1131 | 3710353.9134 | 3514245.0002 | 3314547.8126 | 3119010.5403 | 2975906.3486 | 2942779.4702 | 2779687.9355 | 2600771.8554 | 2449633.0864
NEM | Solar PV | 0 | 5219.8524 | 4878.4424 | 19054.4904 | 75602.8751 | 302717.1824 | 383852.1683 | 465654.2669 | 545558.1021 | 606308.2145 | 591470.2138 | 555712.8923 | 527752.577 | 707507.2257 | 779121.5554 | 768836.7651 | 853255.2036 | 893440.6046 | 966515.384 | 1000160.5192 | 936466.8045 | 921658.6998 | 971020.2571 | 929032.1814 | 926032.034 | 968999.3857
NEM | Grid Battery | 0 | 0.69159 | 0.84402 | 119419.2259 | 111291.7346 | 104011.0073 | 111020.6523 | 125198.776 | 178097.5409 | 166446.3178 | 200164.9169 | 198583.3425 | 185067.6892 | 192557.5559 | 179960.3461 | 196593.3011 | 189961.7367 | 301330.4198 | 333070.6934 | 313114.4989 | 301022.0664 | 287984.6924 | 269144.5361 | 221371.3371 | 230981.2592 | 215870.3501
NEM | Pumped Hydro | 0 | 0 | 0 | 0 | 448127.4828 | 418810.7637 | 391412.0061 | 366773.8318 | 341811.2158 | 319449.7436 | 326328.2204 | 305787.0713 | 284975.0763 | 267198.667 | 249718.385 | 233999.3908 | 218073.299 | 203806.8953 | 190473.7574 | 178484.0499 | 166336.4398 | 155454.632 | 145284.7104 | 136139.5005 | 126873.9471 | 118573.7884
NEM | Coordinated CER storage | 0 | 0 | 0 | 0 | 0 | 0 | 0 | 0 | 0 | 0 | 0 | 0 | 0 | 0 | 0 | 0 | 0 | 0 | 0 | 0 | 0 | 0 | 0 | 0 | 0 | 0
Total excluding storage |  | 0 | 963460.1671 | 1726081.72 | 2285589.9249 | 3984050.0384 | 4726030.4056 | 4901653.8254 | 5039934.0035 | 5485283.2131 | 5783051.4368 | 5698370.8492 | 5635948.7717 | 5599350.1267 | 5834447.8619 | 5730897.4288 | 5581043.3738 | 5358317.4234 | 5239809.0353 | 5126619.9781 | 4940637.7321 | 4665534.7569 | 4474367.837 | 4452867.726 | 4183024.0818 | 4021612.9762 | 3881070.8921
Region | Technology | 2024-25 | 2025-26 | 2026-27 | 2027-28 | 2028-29 | 2029-30 | 2030-31 | 2031-32 | 2032-33 | 2033-34 | 2034-35 | 2035-36 | 2036-37 | 2037-38 | 2038-39 | 2039-40 | 2040-41 | 2041-42 | 2042-43 | 2043-44 | 2044-45 | 2045-46 | 2046-47 | 2047-48 | 2048-49 | 2049-50
NSW1 | Black Coal | 0 | 0 | 0 | 0 | 0 | 0 | 0 | 0 | 0 | 0 | 0 | 0 | 0 | 0 | 0 | 0 | 0 | 0 | 0 | 0 | 0 | 0 | 0 | 0 | 0 | 0
NSW1 | Brown Coal | 0 | 0 | 0 | 0 | 0 | 0 | 0 | 0 | 0 | 0 | 0 | 0 | 0 | 0 | 0 | 0 | 0 | 0 | 0 | 0 | 0 | 0 | 0 | 0 | 0 | 0
NSW1 | CCGT | 0 | 0 | 0.0062923 | 0.021601 | 0.028501 | 0.026637 | 0.024935 | 0.023365 | 0.021775 | 0.02035 | 0.019019 | 0.017822 | 0.016609 | 0.015522 | 0.014507 | 0.013594 | 0.012668 | 0.01184 | 0.011065 | 0.010369 | 0.0096629 | 0.0090307 | 0.0084399 | 0.0079087 | 0.0073704 | 0.0068882
NSW1 | Gas - Steam | 0 | 0 | 0 | 0 | 0 | 0 | 0 | 0 | 0 | 0 | 0 | 0 | 0 | 0 | 0 | 0 | 0 | 0 | 0 | 0 | 0 | 0 | 0 | 0 | 0 | 0
NSW1 | OCGT / Diesel | 0 | 0.016722 | 0.022052 | 0.022526 | 0.026283 | 0.024563 | 0.022964 | 0.021581 | 0.032297 | 0.030224 | 0.028513 | 0.035429 | 0.033065 | 25374.2433 | 23714.2461 | 22221.5073 | 20709.1019 | 19354.3009 | 18088.1317 | 16949.5395 | 15795.9465 | 14762.5669 | 13796.7915 | 12928.3259 | 12048.421 | 11260.2065
NSW1 | Hydro | 0 | 0 | 0 | 0 | 0 | 0 | 0 | 0 | 0 | 0 | 0 | 0 | 0 | 0 | 0 | 0 | 0 | 0 | 0 | 0 | 0 | 0 | 0 | 0 | 0 | 0
NSW1 | Hydrogen Turbine | 0 | 0 | 0 | 0 | 0 | 0 | 0 | 0 | 0 | 0 | 0 | 0 | 0 | 0 | 0 | 0 | 0 | 0 | 0 | 0 | 0 | 0 | 0 | 0 | 0 | 0
NSW1 | Wind | 0 | 744720.7454 | 801138.493 | 816100.1608 | 1251301.5095 | 1303092.1077 | 1272815.6619 | 1270961.7911 | 1325245.9414 | 1238547.619 | 1188995.8312 | 1114845.4528 | 1097223.5182 | 1034292.6892 | 966628.7449 | 907862.121 | 859019.1735 | 806696.0213 | 763446.2583 | 724533.9722 | 703359.8286 | 702731.1882 | 660012.0469 | 618466.3362 | 578538.7916 | 557918.332
NSW1 | Solar PV | 0 | 0.0494 | 0.077952 | 0.11656 | 52030.9031 | 280687.2386 | 275202.308 | 281038.0392 | 261910.4692 | 279663.6371 | 261367.8851 | 244915.5812 | 228246.5202 | 327878.138 | 366440.7521 | 353460.8258 | 332774.5751 | 327524.101 | 340404.3645 | 356295.8627 | 332046.2111 | 321252.9208 | 351169.0164 | 340419.9628 | 362585.9918 | 388515.8338
NSW1 | Grid Battery | 0 | 0.31889 | 0.29816 | 66089.2372 | 61591.1751 | 57561.8461 | 53796.1184 | 50409.8229 | 46978.9909 | 43905.5999 | 41033.2718 | 38450.3833 | 35833.4365 | 33489.2486 | 31298.3642 | 29328.2438 | 27332.1537 | 40159.2781 | 40040.4788 | 37520.0571 | 34966.4482 | 32678.8645 | 30540.9953 | 11555.7153 | 27349.8308 | 25560.5911
NSW1 | Pumped Hydro | 0 | 0 | 0 | 0 | 320773.712 | 299788.5212 | 280176.1896 | 262539.9611 | 244671.3825 | 228664.8451 | 213705.4639 | 200253.3873 | 186624.0555 | 175280.1525 | 163813.2268 | 153501.6889 | 143054.2973 | 133695.6056 | 124949.1654 | 117084.0035 | 109115.22 | 101976.8426 | 95305.4608 | 89306.2755 | 83228.0958 | 77783.2674
NSW1 | Coordinated CER storage | 0 | 0 | 0 | 0 | 0 | 0 | 0 | 0 | 0 | 0 | 0 | 0 | 0 | 0 | 0 | 0 | 0 | 0 | 0 | 0 | 0 | 0 | 0 | 0 | 0 | 0
Total excluding storage |  | 0 | 744721.1304 | 801138.8974 | 882189.5587 | 1685697.3544 | 1941129.7648 | 1881990.3258 | 1864949.6592 | 1878806.8381 | 1790781.7516 | 1705102.4995 | 1598464.8578 | 1547927.58 | 1596314.4871 | 1551895.3486 | 1466374.4005 | 1382889.3141 | 1327429.3186 | 1286928.4097 | 1252383.4455 | 1195283.664 | 1173402.3921 | 1150824.3194 | 1072676.6237 | 1063751.1383 | 1061038.2377
Region | Technology | 2024-25 | 2025-26 | 2026-27 | 2027-28 | 2028-29 | 2029-30 | 2030-31 | 2031-32 | 2032-33 | 2033-34 | 2034-35 | 2035-36 | 2036-37 | 2037-38 | 2038-39 | 2039-40 | 2040-41 | 2041-42 | 2042-43 | 2043-44 | 2044-45 | 2045-46 | 2046-47 | 2047-48 | 2048-49 | 2049-50
QLD1 | Black Coal | 0 | 0 | 0 | 0 | 0 | 0 | 0 | 0 | 0 | 0 | 0 | 0 | 0 | 0 | 0 | 0 | 0 | 0 | 0 | 0 | 0 | 0 | 0 | 0 | 0 | 0
QLD1 | Brown Coal | 0 | 0 | 0 | 0 | 0 | 0 | 0 | 0 | 0 | 0 | 0 | 0 | 0 | 0 | 0 | 0 | 0 | 0 | 0 | 0 | 0 | 0 | 0 | 0 | 0 | 0
QLD1 | CCGT | 0 | 0 | 0.0050443 | 0.012003 | 0.02197 | 0.020533 | 0.019325 | 0.018109 | 0.020488 | 0.019251 | 0.018088 | 0.016961 | 0.015806 | 0.014772 | 0.013806 | 0.012937 | 0.012056 | 0.011268 | 0.01053 | 0.0098676 | 0.009196 | 0.0085944 | 0.0080321 | 0.0075265 | 0.0070143 | 0.0065554
QLD1 | Gas - Steam | 0 | 0 | 0 | 0 | 0 | 0 | 0 | 0 | 0 | 0 | 0 | 0 | 0 | 0 | 0 | 0 | 0 | 0 | 0 | 0 | 0 | 0 | 0 | 0 | 0 | 0
QLD1 | OCGT / Diesel | 0 | 0.0046684 | 0.010583 | 0.012205 | 0.085932 | 0.08031 | 0.075079 | 0.070458 | 0.073948 | 0.069184 | 14847.8702 | 45559.3824 | 42458.5913 | 65055.7456 | 60799.7622 | 56972.6043 | 53095.0241 | 49621.5178 | 46375.2503 | 43456.0711 | 40498.432 | 37849.002 | 35372.899 | 33146.2839 | 59000.0743 | 55140.2563
QLD1 | Hydro | 0 | 0 | 0 | 0 | 0 | 0 | 0 | 0 | 0 | 0 | 0 | 0 | 0 | 0 | 0 | 0 | 0 | 0 | 0 | 0 | 0 | 0 | 0 | 0 | 0 | 0
QLD1 | Hydrogen Turbine | 0 | 0 | 0 | 0 | 0 | 0 | 0 | 0 | 0 | 0 | 0 | 0 | 0 | 0 | 0 | 0 | 0 | 0 | 0 | 0 | 0 | 0 | 0 | 0 | 0 | 0
QLD1 | Wind | 0 | 203284.307 | 674337.8608 | 631890.3736 | 1062529.5826 | 1166416.5373 | 1164939.0161 | 1207068.3607 | 1328833.5398 | 1662075.735 | 1564771.3903 | 1466273.8673 | 1450045.8297 | 1459105.5117 | 1363650.0106 | 1277812.4393 | 1190843.9688 | 1112938.2904 | 1044931.4704 | 981511.4178 | 914709.3231 | 855395.4852 | 899627.0385 | 842998.2901 | 788843.1002 | 737236.5424
QLD1 | Solar PV | 0 | 0.061663 | 0.063695 | 0.091231 | 0.51599 | 0.53758 | 88061.623 | 165323.9551 | 179622.095 | 229424.4468 | 239242.3935 | 225656.7291 | 220160.1797 | 273202.0341 | 305124.0174 | 295367.445 | 392005.393 | 388429.1924 | 446558.2016 | 432838.5311 | 404055.8765 | 413149.0333 | 420752.8319 | 401114.0435 | 381345.0288 | 407531.7879
QLD1 | Grid Battery | 0 | 0.10177 | 0.15733 | 0.1492 | 0.36565 | 0.342 | 0.3199 | 0.30584 | 21106.7526 | 19725.9384 | 18435.4656 | 28293.1528 | 26367.51 | 39258.1456 | 36689.857 | 62341.2217 | 64846.8929 | 132568.7428 | 169633.4892 | 159965.1499 | 153743.4539 | 150341.2403 | 140505.8174 | 131661.4104 | 130796.4166 | 122239.6447
QLD1 | Pumped Hydro | 0 | 0 | 0 | 0 | 2.4346 | 2.2768 | 2.1286 | 1.9958 | 1.9195 | 1.799 | 1.6848 | 1.6828 | 1.5703 | 3.0943 | 2.8927 | 2.7122 | 2.5287 | 2.3654 | 2.2133 | 2.087 | 1.9467 | 1.8289 | 1.7112 | 1.6038 | 1.6054 | 1.501
QLD1 | Coordinated CER storage | 0 | 0 | 0 | 0 | 0 | 0 | 0 | 0 | 0 | 0 | 0 | 0 | 0 | 0 | 0 | 0 | 0 | 0 | 0 | 0 | 0 | 0 | 0 | 0 | 0 | 0
Total excluding storage |  | 0 | 203284.4751 | 674338.0974 | 631890.6382 | 1062533.0067 | 1166419.7946 | 1253003.1821 | 1372394.7061 | 1529564.4013 | 1911228.0076 | 1837298.8225 | 1765784.8314 | 1739033.6968 | 1836624.546 | 1766266.5538 | 1692496.4354 | 1700793.8196 | 1683560.1201 | 1707500.6353 | 1617773.2667 | 1513009.0415 | 1456736.5983 | 1496260.306 | 1408921.6394 | 1359986.2324 | 1322149.7389
Region | Technology | 2024-25 | 2025-26 | 2026-27 | 2027-28 | 2028-29 | 2029-30 | 2030-31 | 2031-32 | 2032-33 | 2033-34 | 2034-35 | 2035-36 | 2036-37 | 2037-38 | 2038-39 | 2039-40 | 2040-41 | 2041-42 | 2042-43 | 2043-44 | 2044-45 | 2045-46 | 2046-47 | 2047-48 | 2048-49 | 2049-50
VIC1 | Black Coal | 0 | 0 | 0 | 0 | 0 | 0 | 0 | 0 | 0 | 0 | 0 | 0 | 0 | 0 | 0 | 0 | 0 | 0 | 0 | 0 | 0 | 0 | 0 | 0 | 0 | 0
VIC1 | Brown Coal | 0 | 0 | 0 | 0 | 0 | 0 | 0 | 0 | 0 | 0 | 0 | 0 | 0 | 0 | 0 | 0 | 0 | 0 | 0 | 0 | 0 | 0 | 0 | 0 | 0 | 0
VIC1 | CCGT | 0 | 0 | 0 | 0 | 0 | 0 | 0 | 0 | 0 | 0 | 0 | 0 | 0 | 0 | 0 | 0 | 0 | 0 | 0 | 0 | 0 | 0 | 0 | 0 | 0 | 0
VIC1 | Gas - Steam | 0 | 0 | 0 | 0 | 0 | 0 | 0 | 0 | 0 | 0 | 0 | 0 | 0 | 0 | 0 | 0 | 0 | 0 | 0 | 0 | 0 | 0 | 0 | 0 | 0 | 0
VIC1 | OCGT / Diesel | 0 | 0.004655 | 0.010808 | 5442.6913 | 5072.2595 | 4740.4294 | 4430.3079 | 4151.4337 | 3868.8894 | 3615.7845 | 3379.2385 | 41707.6123 | 38868.974 | 36326.1491 | 33949.6721 | 31812.6448 | 29647.4623 | 36067.2868 | 33707.7447 | 51301.0108 | 65320.1113 | 61046.8329 | 57053.1149 | 53461.7969 | 49823.1637 | 46563.7044
VIC1 | Hydro | 0 | 0 | 0 | 0 | 0 | 0 | 0 | 0 | 0 | 0 | 0 | 0 | 0 | 0 | 0 | 0 | 0 | 0 | 0 | 0 | 0 | 0 | 0 | 0 | 0 | 0
VIC1 | Hydrogen Turbine | 0 | 0 | 0 | 0 | 0 | 0 | 0 | 0 | 0 | 0 | 0 | 0 | 0 | 0 | 0 | 0 | 0 | 0 | 0 | 0 | 0 | 0 | 0 | 0 | 0 | 0
VIC1 | Wind | 0 | 0.12454 | 92080.269 | 498156.4427 | 712211.642 | 930406.3798 | 1062483.0148 | 1118469.5874 | 1205128.8034 | 1265843.1928 | 1312282.8835 | 1409706.9193 | 1480888.8344 | 1539132.7908 | 1582718.6612 | 1617131.7005 | 1507069.0125 | 1408475.7128 | 1344008.6557 | 1269421.6918 | 1183024.2985 | 1111445.1544 | 1053167.8498 | 997734.1887 | 930022.192 | 869179.7273
VIC1 | Solar PV | 0 | 0.022393 | 0.031048 | 0.40567 | 0.44792 | 0.41904 | 0.39372 | 0.36947 | 86046.6302 | 80417.412 | 75156.4598 | 70425.592 | 65632.3956 | 64039.3831 | 65716.664 | 76616.1831 | 71401.6653 | 99302.6829 | 92806.2463 | 115719.2831 | 111544.4984 | 104247.1952 | 103700.1822 | 98104.972 | 96094.8212 | 92572.144
VIC1 | Grid Battery | 0 | 0.10027 | 0.14856 | 53329.5642 | 49699.9317 | 46448.5636 | 57223.9612 | 74788.3136 | 108169.7267 | 101093.213 | 139087.2351 | 130332.122 | 121461.6611 | 113515.5715 | 106089.3197 | 99411.3241 | 92645.3466 | 86584.4367 | 80920.0348 | 75826.3681 | 70665.5936 | 66042.5854 | 61722.0288 | 44068.2485 | 41068.9449 | 38382.1847
VIC1 | Pumped Hydro | 0 | 0 | 0 | 0 | 127351.1058 | 119019.7255 | 111233.3899 | 104231.5907 | 97137.5674 | 90782.7746 | 112620.7675 | 105531.6903 | 98349.1581 | 91915.1151 | 85901.9768 | 80494.7121 | 75016.2072 | 70108.655 | 65522.1089 | 61397.6965 | 57218.9724 | 53475.6752 | 49977.2667 | 46831.3517 | 43643.9898 | 40788.7762
VIC1 | Coordinated CER storage | 0 | 0 | 0 | 0 | 0 | 0 | 0 | 0 | 0 | 0 | 0 | 0 | 0 | 0 | 0 | 0 | 0 | 0 | 0 | 0 | 0 | 0 | 0 | 0 | 0 | 0
Total excluding storage |  | 0 | 0.25186 | 92080.4594 | 556929.1039 | 894335.3868 | 1100615.5174 | 1235371.0675 | 1301641.2948 | 1500351.617 | 1541752.3768 | 1642526.5844 | 1757703.9359 | 1805201.0233 | 1844929.0096 | 1874376.2938 | 1905466.5646 | 1775779.694 | 1700538.7742 | 1616964.7904 | 1573666.0503 | 1487773.4742 | 1396257.4432 | 1325620.4424 | 1240200.5579 | 1160653.1115 | 1087486.5367
Region | Technology | 2024-25 | 2025-26 | 2026-27 | 2027-28 | 2028-29 | 2029-30 | 2030-31 | 2031-32 | 2032-33 | 2033-34 | 2034-35 | 2035-36 | 2036-37 | 2037-38 | 2038-39 | 2039-40 | 2040-41 | 2041-42 | 2042-43 | 2043-44 | 2044-45 | 2045-46 | 2046-47 | 2047-48 | 2048-49 | 2049-50
SA1 | Black Coal | 0 | 0 | 0 | 0 | 0 | 0 | 0 | 0 | 0 | 0 | 0 | 0 | 0 | 0 | 0 | 0 | 0 | 0 | 0 | 0 | 0 | 0 | 0 | 0 | 0 | 0
SA1 | Brown Coal | 0 | 0 | 0 | 0 | 0 | 0 | 0 | 0 | 0 | 0 | 0 | 0 | 0 | 0 | 0 | 0 | 0 | 0 | 0 | 0 | 0 | 0 | 0 | 0 | 0 | 0
SA1 | CCGT | 0 | 0 | 0.0061701 | 0.02847 | 0.026533 | 0.024797 | 0.023413 | 0.021939 | 0.020471 | 0.019132 | 0.01788 | 0.016755 | 0.015614 | 0.014593 | 0.013638 | 0.01278 | 0.01191 | 0.011131 | 0.010403 | 0.0097477 | 0.0090843 | 0.00849 | 0.0079346 | 0.0074351 | 0.0069291 | 0.0064758
SA1 | Gas - Steam | 0 | 0 | 0 | 0 | 0 | 0 | 0 | 0 | 0 | 0 | 0 | 0 | 0 | 0 | 0 | 0 | 0 | 0 | 0 | 0 | 0 | 0 | 0 | 0 | 0 | 0
SA1 | OCGT / Diesel | 0 | 0.0047471 | 0.011482 | 0.022779 | 0.021249 | 0.019859 | 0.018639 | 0.020217 | 21360.0622 | 19962.675 | 18656.7643 | 22283.8532 | 20767.2045 | 33869.4453 | 31653.6872 | 29661.1851 | 27642.4319 | 25834.0486 | 24143.9706 | 22624.1865 | 21084.3746 | 19705.023 | 18415.9093 | 17256.6846 | 16082.1871 | 15030.0814
SA1 | Hydro | 0 | 0 | 0 | 0 | 0 | 0 | 0 | 0 | 0 | 0 | 0 | 0 | 0 | 0 | 0 | 0 | 0 | 0 | 0 | 0 | 0 | 0 | 0 | 0 | 0 | 0
SA1 | Hydrogen Turbine | 0 | 0 | 0 | 0 | 0 | 0 | 0 | 0 | 0 | 0 | 0 | 0 | 0 | 0 | 0 | 0 | 0 | 0 | 0 | 0 | 0 | 0 | 0 | 0 | 0 | 0
SA1 | Wind | 0 | 0.18094 | 97821.2178 | 93078.2644 | 178011.2556 | 321777.283 | 316125.0823 | 299327.9841 | 336753.6697 | 314723.0611 | 294133.7034 | 293041.9209 | 291371.1651 | 296630.2808 | 284574.9157 | 266661.8035 | 249193.9581 | 232891.552 | 222276.992 | 208285.3405 | 196023.6908 | 192415.4557 | 223506.1183 | 220724.436 | 210393.1141 | 198406.2807
SA1 | Solar PV | 0 | 5219.6885 | 4878.2399 | 19053.848 | 23570.9799 | 22028.9535 | 20587.8079 | 19291.8693 | 17978.8716 | 16802.6848 | 15703.4437 | 14714.9603 | 13713.4538 | 42387.6441 | 41840.0913 | 43392.2419 | 57073.5044 | 78184.5659 | 86746.5122 | 95306.7865 | 88820.1651 | 83009.5002 | 95398.1782 | 89393.1567 | 86006.1473 | 80379.5777
SA1 | Grid Battery | 0 | 0.098193 | 0.16137 | 0.18468 | 0.17232 | 0.16181 | 0.15299 | 0.20802 | 1841.9262 | 1721.4271 | 1608.8111 | 1507.5568 | 1404.9544 | 6294.4644 | 5882.6779 | 5512.3836 | 5137.215 | 42017.8316 | 42476.5598 | 39802.7953 | 41646.4383 | 38921.8803 | 36375.5728 | 34085.8394 | 31765.9457 | 29687.8084
SA1 | Pumped Hydro | 0 | 0 | 0 | 0 | 0.098806 | 0.094472 | 0.11295 | 0.1068 | 0.16436 | 0.15451 | 0.14482 | 0.15737 | 0.14823 | 0.16859 | 0.15766 | 0.14793 | 0.13839 | 0.14061 | 0.14052 | 0.13558 | 0.16302 | 0.1526 | 0.14272 | 0.13387 | 0.12484 | 0.11733
SA1 | Coordinated CER storage | 0 | 0 | 0 | 0 | 0 | 0 | 0 | 0 | 0 | 0 | 0 | 0 | 0 | 0 | 0 | 0 | 0 | 0 | 0 | 0 | 0 | 0 | 0 | 0 | 0 | 0
Total excluding storage |  | 0 | 5219.9724 | 102699.6367 | 112132.3483 | 201582.5544 | 343806.5375 | 336713.1982 | 318620.2104 | 377934.7145 | 353210.0216 | 330102.8852 | 331548.4653 | 327256.9416 | 379182.0178 | 363951.5434 | 345227.7747 | 339047.2598 | 378928.1498 | 375644.1856 | 366019.2541 | 347574.8408 | 334052.0202 | 373695.9293 | 361460.258 | 344247.526 | 323503.8721
Region | Technology | 2024-25 | 2025-26 | 2026-27 | 2027-28 | 2028-29 | 2029-30 | 2030-31 | 2031-32 | 2032-33 | 2033-34 | 2034-35 | 2035-36 | 2036-37 | 2037-38 | 2038-39 | 2039-40 | 2040-41 | 2041-42 | 2042-43 | 2043-44 | 2044-45 | 2045-46 | 2046-47 | 2047-48 | 2048-49 | 2049-50
TAS1 | Black Coal | 0 | 0 | 0 | 0 | 0 | 0 | 0 | 0 | 0 | 0 | 0 | 0 | 0 | 0 | 0 | 0 | 0 | 0 | 0 | 0 | 0 | 0 | 0 | 0 | 0 | 0
TAS1 | Brown Coal | 0 | 0 | 0 | 0 | 0 | 0 | 0 | 0 | 0 | 0 | 0 | 0 | 0 | 0 | 0 | 0 | 0 | 0 | 0 | 0 | 0 | 0 | 0 | 0 | 0 | 0
TAS1 | CCGT | 0 | 0 | 0.0034865 | 0.0052312 | 0.004889 | 0.0063082 | 0.0062271 | 0.0058352 | 0.0054572 | 0.0051001 | 0.0047665 | 0.0044665 | 0.0041625 | 0.0038902 | 0.0036357 | 0.0034127 | 0.0031804 | 0.0029724 | 0.0027779 | 0.0026079 | 0.0025301 | 0.0023781 | 0.0022725 | 0.0022178 | 0.002172 | 0.0020409
TAS1 | Gas - Steam | 0 | 0 | 0 | 0 | 0 | 0 | 0 | 0 | 0 | 0 | 0 | 0 | 0 | 0 | 0 | 0 | 0 | 0 | 0 | 0 | 0 | 0 | 0 | 0 | 0 | 0
TAS1 | OCGT / Diesel | 0 | 0.0044937 | 0.010127 | 0.01081 | 0.010578 | 0.00992 | 0.010333 | 0.011457 | 0.012409 | 0.012102 | 0.011503 | 0.01128 | 0.011211 | 0.011152 | 0.011066 | 0.011111 | 0.010984 | 0.010931 | 0.010945 | 0.010942 | 0.011059 | 0.011032 | 0.010897 | 0.010938 | 0.010884 | 0.010885
TAS1 | Hydro | 0 | 0 | 0 | 0 | 0 | 0 | 0 | 0 | 0 | 0 | 0 | 0 | 0 | 0 | 0 | 0 | 0 | 0 | 0 | 0 | 0 | 0 | 0 | 0 | 0 | 0
TAS1 | Hydrogen Turbine | 0 | 0 | 0 | 0 | 0 | 0 | 0 | 0 | 0 | 0 | 0 | 0 | 0 | 0 | 0 | 0 | 0 | 0 | 0 | 0 | 0 | 0 | 0 | 0 | 0 | 0
TAS1 | Wind | 0 | 10234.23 | 55824.5069 | 102448.1401 | 139901.4709 | 174058.5021 | 194575.7148 | 182327.7788 | 198625.2616 | 186078.9182 | 183339.7169 | 182446.3549 | 179930.5706 | 177397.4975 | 174407.3856 | 171477.8572 | 159807.0001 | 149352.337 | 139581.6238 | 130795.3904 | 121893.3993 | 113919.0651 | 106466.4168 | 99764.6845 | 92974.6575 | 86892.204
TAS1 | Solar PV | 0 | 0.030418 | 0.029815 | 0.028922 | 0.028174 | 0.033675 | 0.035616 | 0.033829 | 0.03618 | 0.033854 | 0.03164 | 0.029652 | 0.027668 | 0.026458 | 0.03061 | 0.06922 | 0.065736 | 0.062387 | 0.059442 | 0.055843 | 0.053377 | 0.050275 | 0.048376 | 0.046374 | 0.044886 | 0.0422
TAS1 | Grid Battery | 0 | 0.072462 | 0.078602 | 0.090643 | 0.089855 | 0.093817 | 0.099764 | 0.12572 | 0.14445 | 0.13935 | 0.13332 | 0.12754 | 0.12712 | 0.12587 | 0.12731 | 0.12791 | 0.12862 | 0.13065 | 0.13085 | 0.12844 | 0.13238 | 0.12191 | 0.12168 | 0.12338 | 0.12119 | 0.12121
TAS1 | Pumped Hydro | 0 | 0 | 0 | 0 | 0.13167 | 0.14565 | 0.18509 | 0.17736 | 0.18209 | 0.17047 | 0.15942 | 0.15351 | 0.14421 | 0.1364 | 0.13095 | 0.12968 | 0.1274 | 0.12864 | 0.12925 | 0.12731 | 0.13766 | 0.13259 | 0.12899 | 0.1355 | 0.13132 | 0.12643
TAS1 | Coordinated CER storage | 0 | 0 | 0 | 0 | 0 | 0 | 0 | 0 | 0 | 0 | 0 | 0 | 0 | 0 | 0 | 0 | 0 | 0 | 0 | 0 | 0 | 0 | 0 | 0 | 0 | 0
Total excluding storage |  | 0 | 10234.3374 | 55824.629 | 102448.2757 | 139901.7361 | 174058.7914 | 194576.0518 | 182328.133 | 198625.6422 | 186079.279 | 183340.0576 | 182446.6813 | 179930.885 | 177397.8013 | 174407.6891 | 171478.1985 | 159807.336 | 149352.6725 | 139581.957 | 130795.7155 | 121893.7363 | 113919.3833 | 106466.729 | 99765.0029 | 92974.968 | 86892.5068

## BaseCase_Rehab Cost
Rehabilition cost by technology ($000s) - BaseCase, Step Change scenario
Rehab | Real June 2023 dollars discounted to 1 July 2023.
Explicitly modelled generation
Region | Technology | 2024-25 | 2025-26 | 2026-27 | 2027-28 | 2028-29 | 2029-30 | 2030-31 | 2031-32 | 2032-33 | 2033-34 | 2034-35 | 2035-36 | 2036-37 | 2037-38 | 2038-39 | 2039-40 | 2040-41 | 2041-42 | 2042-43 | 2043-44 | 2044-45 | 2045-46 | 2046-47 | 2047-48 | 2048-49 | 2049-50
NEM | Black Coal | 0 | 0 | 0 | 185811.7313 | 32736.1559 | 86265.7183 | 4531.7227 | 63758.0432 | 0.10956 | 43652.3208 | 0.0002201 | 16070.5205 | 0.077935 | 0.0021356 | 24681.246 | 0.00011766 | 0.008537 | 0.0014585 | 0.0001224 | 0.00010202 | 0.00031688 | 1.3615e-05 | 0.00027169 | 0.00010257 | 4.6853e-05 | 0.00013152
NEM | Brown Coal | 0 | 0 | 0 | 85601.5103 | 1867.2475 | 8671.7359 | 16361.1192 | 0.0014913 | 0 | 7.4984e-05 | 0 | 0 | 0 | 0 | 0 | 0 | 0 | 0 | 0 | 0 | 0 | 0 | 0 | 0 | 0 | 0
NEM | CCGT | 0 | 0 | 0 | 0 | 0 | 0 | 0 | 0 | 0 | 0 | 0 | 0 | 0 | 0 | 0 | 0 | 0 | 0 | 0 | 0 | 0 | 0 | 0 | 0 | 0 | 0
NEM | Gas - Steam | 0 | 0 | 0 | 0 | 0 | 0 | 0 | 0 | 0 | 0 | 0 | 0 | 0 | 0 | 0 | 0 | 0 | 0 | 0 | 0 | 0 | 0 | 0 | 0 | 0 | 0
NEM | OCGT / Diesel | 0 | 0 | 0 | 0 | 0 | 0 | 0 | 0 | 0 | 0 | 0 | 0 | 0 | 0 | 0 | 0 | 0 | 0 | 0 | 0 | 0 | 0 | 0 | 0 | 0 | 0
NEM | Hydro | 0 | 0 | 0 | 0 | 0 | 0 | 0 | 0 | 0 | 0 | 0 | 0 | 0 | 0 | 0 | 0 | 0 | 0 | 0 | 0 | 0 | 0 | 0 | 0 | 0 | 0
NEM | Hydrogen Turbine | 0 | 0 | 0 | 0 | 0 | 0 | 0 | 0 | 0 | 0 | 0 | 0 | 0 | 0 | 0 | 0 | 0 | 0 | 0 | 0 | 0 | 0 | 0 | 0 | 0 | 0
NEM | Wind | 0 | 0 | 0 | 0 | 0 | 0 | 0 | 0 | 0 | 0 | 0 | 0 | 0 | 0 | 0 | 0 | 0 | 0 | 0 | 0 | 0 | 0 | 0 | 0 | 0 | 0
NEM | Solar PV | 0 | 0 | 0 | 0 | 0 | 0 | 0 | 0 | 0 | 0 | 0 | 0 | 0 | 0 | 0 | 0 | 0 | 0 | 0 | 0 | 0 | 0 | 0 | 0 | 0 | 0
NEM | Grid Battery | 0 | 0 | 0 | 0 | 0 | 0 | 0 | 0 | 0 | 0 | 0 | 0 | 0 | 0 | 0 | 0 | 0 | 0 | 0 | 0 | 0 | 0 | 0 | 0 | 0 | 0
NEM | Pumped Hydro | 0 | 0 | 0 | 0 | 0 | 0 | 0 | 0 | 0 | 0 | 0 | 0 | 0 | 0 | 0 | 0 | 0 | 0 | 0 | 0 | 0 | 0 | 0 | 0 | 0 | 0
NEM | Coordinated CER storage | 0 | 0 | 0 | 0 | 0 | 0 | 0 | 0 | 0 | 0 | 0 | 0 | 0 | 0 | 0 | 0 | 0 | 0 | 0 | 0 | 0 | 0 | 0 | 0 | 0 | 0
Total excluding storage |  | 0 | 0 | 0 | 271413.2416 | 34603.4033 | 94937.4542 | 20892.842 | 63758.0447 | 0.10956 | 43652.3208 | 0.0002201 | 16070.5205 | 0.077935 | 0.0021356 | 24681.246 | 0.00011766 | 0.008537 | 0.0014585 | 0.0001224 | 0.00010202 | 0.00031688 | 1.3615e-05 | 0.00027169 | 0.00010257 | 4.6853e-05 | 0.00013152
Region | Technology | 2024-25 | 2025-26 | 2026-27 | 2027-28 | 2028-29 | 2029-30 | 2030-31 | 2031-32 | 2032-33 | 2033-34 | 2034-35 | 2035-36 | 2036-37 | 2037-38 | 2038-39 | 2039-40 | 2040-41 | 2041-42 | 2042-43 | 2043-44 | 2044-45 | 2045-46 | 2046-47 | 2047-48 | 2048-49 | 2049-50
NSW1 | Black Coal | 0 | 0 | 0 | 34584.6296 | 32736.1534 | 69100.2801 | 0.046692 | 1041.4309 | 9.8988e-06 | 0.0010902 | 0 | 16070.5204 | 0.077917 | 0.0021356 | 6399.3133 | 2.4489e-06 | 0 | 0 | 0 | 0 | 0 | 0 | 0 | 0 | 0 | 0
NSW1 | Brown Coal | 0 | 0 | 0 | 0 | 0 | 0 | 0 | 0 | 0 | 0 | 0 | 0 | 0 | 0 | 0 | 0 | 0 | 0 | 0 | 0 | 0 | 0 | 0 | 0 | 0 | 0
NSW1 | CCGT | 0 | 0 | 0 | 0 | 0 | 0 | 0 | 0 | 0 | 0 | 0 | 0 | 0 | 0 | 0 | 0 | 0 | 0 | 0 | 0 | 0 | 0 | 0 | 0 | 0 | 0
NSW1 | Gas - Steam | 0 | 0 | 0 | 0 | 0 | 0 | 0 | 0 | 0 | 0 | 0 | 0 | 0 | 0 | 0 | 0 | 0 | 0 | 0 | 0 | 0 | 0 | 0 | 0 | 0 | 0
NSW1 | OCGT / Diesel | 0 | 0 | 0 | 0 | 0 | 0 | 0 | 0 | 0 | 0 | 0 | 0 | 0 | 0 | 0 | 0 | 0 | 0 | 0 | 0 | 0 | 0 | 0 | 0 | 0 | 0
NSW1 | Hydro | 0 | 0 | 0 | 0 | 0 | 0 | 0 | 0 | 0 | 0 | 0 | 0 | 0 | 0 | 0 | 0 | 0 | 0 | 0 | 0 | 0 | 0 | 0 | 0 | 0 | 0
NSW1 | Hydrogen Turbine | 0 | 0 | 0 | 0 | 0 | 0 | 0 | 0 | 0 | 0 | 0 | 0 | 0 | 0 | 0 | 0 | 0 | 0 | 0 | 0 | 0 | 0 | 0 | 0 | 0 | 0
NSW1 | Wind | 0 | 0 | 0 | 0 | 0 | 0 | 0 | 0 | 0 | 0 | 0 | 0 | 0 | 0 | 0 | 0 | 0 | 0 | 0 | 0 | 0 | 0 | 0 | 0 | 0 | 0
NSW1 | Solar PV | 0 | 0 | 0 | 0 | 0 | 0 | 0 | 0 | 0 | 0 | 0 | 0 | 0 | 0 | 0 | 0 | 0 | 0 | 0 | 0 | 0 | 0 | 0 | 0 | 0 | 0
NSW1 | Grid Battery | 0 | 0 | 0 | 0 | 0 | 0 | 0 | 0 | 0 | 0 | 0 | 0 | 0 | 0 | 0 | 0 | 0 | 0 | 0 | 0 | 0 | 0 | 0 | 0 | 0 | 0
NSW1 | Pumped Hydro | 0 | 0 | 0 | 0 | 0 | 0 | 0 | 0 | 0 | 0 | 0 | 0 | 0 | 0 | 0 | 0 | 0 | 0 | 0 | 0 | 0 | 0 | 0 | 0 | 0 | 0
NSW1 | Coordinated CER storage | 0 | 0 | 0 | 0 | 0 | 0 | 0 | 0 | 0 | 0 | 0 | 0 | 0 | 0 | 0 | 0 | 0 | 0 | 0 | 0 | 0 | 0 | 0 | 0 | 0 | 0
Total excluding storage |  | 0 | 0 | 0 | 34584.6296 | 32736.1534 | 69100.2801 | 0.046692 | 1041.4309 | 9.8988e-06 | 0.0010902 | 0 | 16070.5204 | 0.077917 | 0.0021356 | 6399.3133 | 2.4489e-06 | 0 | 0 | 0 | 0 | 0 | 0 | 0 | 0 | 0 | 0
Region | Technology | 2024-25 | 2025-26 | 2026-27 | 2027-28 | 2028-29 | 2029-30 | 2030-31 | 2031-32 | 2032-33 | 2033-34 | 2034-35 | 2035-36 | 2036-37 | 2037-38 | 2038-39 | 2039-40 | 2040-41 | 2041-42 | 2042-43 | 2043-44 | 2044-45 | 2045-46 | 2046-47 | 2047-48 | 2048-49 | 2049-50
QLD1 | Black Coal | 0 | 0 | 0 | 151227.1017 | 0.0024886 | 17165.4382 | 4531.676 | 62716.6123 | 0.10955 | 43652.3197 | 0.0002201 | 2.7294e-05 | 1.7537e-05 | 0 | 18281.9327 | 0.00011521 | 0.008537 | 0.0014585 | 0.0001224 | 0.00010202 | 0.00031688 | 1.3615e-05 | 0.00027169 | 0.00010257 | 4.6853e-05 | 0.00013152
QLD1 | Brown Coal | 0 | 0 | 0 | 0 | 0 | 0 | 0 | 0 | 0 | 0 | 0 | 0 | 0 | 0 | 0 | 0 | 0 | 0 | 0 | 0 | 0 | 0 | 0 | 0 | 0 | 0
QLD1 | CCGT | 0 | 0 | 0 | 0 | 0 | 0 | 0 | 0 | 0 | 0 | 0 | 0 | 0 | 0 | 0 | 0 | 0 | 0 | 0 | 0 | 0 | 0 | 0 | 0 | 0 | 0
QLD1 | Gas - Steam | 0 | 0 | 0 | 0 | 0 | 0 | 0 | 0 | 0 | 0 | 0 | 0 | 0 | 0 | 0 | 0 | 0 | 0 | 0 | 0 | 0 | 0 | 0 | 0 | 0 | 0
QLD1 | OCGT / Diesel | 0 | 0 | 0 | 0 | 0 | 0 | 0 | 0 | 0 | 0 | 0 | 0 | 0 | 0 | 0 | 0 | 0 | 0 | 0 | 0 | 0 | 0 | 0 | 0 | 0 | 0
QLD1 | Hydro | 0 | 0 | 0 | 0 | 0 | 0 | 0 | 0 | 0 | 0 | 0 | 0 | 0 | 0 | 0 | 0 | 0 | 0 | 0 | 0 | 0 | 0 | 0 | 0 | 0 | 0
QLD1 | Hydrogen Turbine | 0 | 0 | 0 | 0 | 0 | 0 | 0 | 0 | 0 | 0 | 0 | 0 | 0 | 0 | 0 | 0 | 0 | 0 | 0 | 0 | 0 | 0 | 0 | 0 | 0 | 0
QLD1 | Wind | 0 | 0 | 0 | 0 | 0 | 0 | 0 | 0 | 0 | 0 | 0 | 0 | 0 | 0 | 0 | 0 | 0 | 0 | 0 | 0 | 0 | 0 | 0 | 0 | 0 | 0
QLD1 | Solar PV | 0 | 0 | 0 | 0 | 0 | 0 | 0 | 0 | 0 | 0 | 0 | 0 | 0 | 0 | 0 | 0 | 0 | 0 | 0 | 0 | 0 | 0 | 0 | 0 | 0 | 0
QLD1 | Grid Battery | 0 | 0 | 0 | 0 | 0 | 0 | 0 | 0 | 0 | 0 | 0 | 0 | 0 | 0 | 0 | 0 | 0 | 0 | 0 | 0 | 0 | 0 | 0 | 0 | 0 | 0
QLD1 | Pumped Hydro | 0 | 0 | 0 | 0 | 0 | 0 | 0 | 0 | 0 | 0 | 0 | 0 | 0 | 0 | 0 | 0 | 0 | 0 | 0 | 0 | 0 | 0 | 0 | 0 | 0 | 0
QLD1 | Coordinated CER storage | 0 | 0 | 0 | 0 | 0 | 0 | 0 | 0 | 0 | 0 | 0 | 0 | 0 | 0 | 0 | 0 | 0 | 0 | 0 | 0 | 0 | 0 | 0 | 0 | 0 | 0
Total excluding storage |  | 0 | 0 | 0 | 151227.1017 | 0.0024886 | 17165.4382 | 4531.676 | 62716.6123 | 0.10955 | 43652.3197 | 0.0002201 | 2.7294e-05 | 1.7537e-05 | 0 | 18281.9327 | 0.00011521 | 0.008537 | 0.0014585 | 0.0001224 | 0.00010202 | 0.00031688 | 1.3615e-05 | 0.00027169 | 0.00010257 | 4.6853e-05 | 0.00013152
Region | Technology | 2024-25 | 2025-26 | 2026-27 | 2027-28 | 2028-29 | 2029-30 | 2030-31 | 2031-32 | 2032-33 | 2033-34 | 2034-35 | 2035-36 | 2036-37 | 2037-38 | 2038-39 | 2039-40 | 2040-41 | 2041-42 | 2042-43 | 2043-44 | 2044-45 | 2045-46 | 2046-47 | 2047-48 | 2048-49 | 2049-50
VIC1 | Black Coal | 0 | 0 | 0 | 0 | 0 | 0 | 0 | 0 | 0 | 0 | 0 | 0 | 0 | 0 | 0 | 0 | 0 | 0 | 0 | 0 | 0 | 0 | 0 | 0 | 0 | 0
VIC1 | Brown Coal | 0 | 0 | 0 | 85601.5103 | 1867.2475 | 8671.7359 | 16361.1192 | 0.0014913 | 0 | 7.4984e-05 | 0 | 0 | 0 | 0 | 0 | 0 | 0 | 0 | 0 | 0 | 0 | 0 | 0 | 0 | 0 | 0
VIC1 | CCGT | 0 | 0 | 0 | 0 | 0 | 0 | 0 | 0 | 0 | 0 | 0 | 0 | 0 | 0 | 0 | 0 | 0 | 0 | 0 | 0 | 0 | 0 | 0 | 0 | 0 | 0
VIC1 | Gas - Steam | 0 | 0 | 0 | 0 | 0 | 0 | 0 | 0 | 0 | 0 | 0 | 0 | 0 | 0 | 0 | 0 | 0 | 0 | 0 | 0 | 0 | 0 | 0 | 0 | 0 | 0
VIC1 | OCGT / Diesel | 0 | 0 | 0 | 0 | 0 | 0 | 0 | 0 | 0 | 0 | 0 | 0 | 0 | 0 | 0 | 0 | 0 | 0 | 0 | 0 | 0 | 0 | 0 | 0 | 0 | 0
VIC1 | Hydro | 0 | 0 | 0 | 0 | 0 | 0 | 0 | 0 | 0 | 0 | 0 | 0 | 0 | 0 | 0 | 0 | 0 | 0 | 0 | 0 | 0 | 0 | 0 | 0 | 0 | 0
VIC1 | Hydrogen Turbine | 0 | 0 | 0 | 0 | 0 | 0 | 0 | 0 | 0 | 0 | 0 | 0 | 0 | 0 | 0 | 0 | 0 | 0 | 0 | 0 | 0 | 0 | 0 | 0 | 0 | 0
VIC1 | Wind | 0 | 0 | 0 | 0 | 0 | 0 | 0 | 0 | 0 | 0 | 0 | 0 | 0 | 0 | 0 | 0 | 0 | 0 | 0 | 0 | 0 | 0 | 0 | 0 | 0 | 0
VIC1 | Solar PV | 0 | 0 | 0 | 0 | 0 | 0 | 0 | 0 | 0 | 0 | 0 | 0 | 0 | 0 | 0 | 0 | 0 | 0 | 0 | 0 | 0 | 0 | 0 | 0 | 0 | 0
VIC1 | Grid Battery | 0 | 0 | 0 | 0 | 0 | 0 | 0 | 0 | 0 | 0 | 0 | 0 | 0 | 0 | 0 | 0 | 0 | 0 | 0 | 0 | 0 | 0 | 0 | 0 | 0 | 0
VIC1 | Pumped Hydro | 0 | 0 | 0 | 0 | 0 | 0 | 0 | 0 | 0 | 0 | 0 | 0 | 0 | 0 | 0 | 0 | 0 | 0 | 0 | 0 | 0 | 0 | 0 | 0 | 0 | 0
VIC1 | Coordinated CER storage | 0 | 0 | 0 | 0 | 0 | 0 | 0 | 0 | 0 | 0 | 0 | 0 | 0 | 0 | 0 | 0 | 0 | 0 | 0 | 0 | 0 | 0 | 0 | 0 | 0 | 0
Total excluding storage |  | 0 | 0 | 0 | 85601.5103 | 1867.2475 | 8671.7359 | 16361.1192 | 0.0014913 | 0 | 7.4984e-05 | 0 | 0 | 0 | 0 | 0 | 0 | 0 | 0 | 0 | 0 | 0 | 0 | 0 | 0 | 0 | 0
Region | Technology | 2024-25 | 2025-26 | 2026-27 | 2027-28 | 2028-29 | 2029-30 | 2030-31 | 2031-32 | 2032-33 | 2033-34 | 2034-35 | 2035-36 | 2036-37 | 2037-38 | 2038-39 | 2039-40 | 2040-41 | 2041-42 | 2042-43 | 2043-44 | 2044-45 | 2045-46 | 2046-47 | 2047-48 | 2048-49 | 2049-50
SA1 | Black Coal | 0 | 0 | 0 | 0 | 0 | 0 | 0 | 0 | 0 | 0 | 0 | 0 | 0 | 0 | 0 | 0 | 0 | 0 | 0 | 0 | 0 | 0 | 0 | 0 | 0 | 0
SA1 | Brown Coal | 0 | 0 | 0 | 0 | 0 | 0 | 0 | 0 | 0 | 0 | 0 | 0 | 0 | 0 | 0 | 0 | 0 | 0 | 0 | 0 | 0 | 0 | 0 | 0 | 0 | 0
SA1 | CCGT | 0 | 0 | 0 | 0 | 0 | 0 | 0 | 0 | 0 | 0 | 0 | 0 | 0 | 0 | 0 | 0 | 0 | 0 | 0 | 0 | 0 | 0 | 0 | 0 | 0 | 0
SA1 | Gas - Steam | 0 | 0 | 0 | 0 | 0 | 0 | 0 | 0 | 0 | 0 | 0 | 0 | 0 | 0 | 0 | 0 | 0 | 0 | 0 | 0 | 0 | 0 | 0 | 0 | 0 | 0
SA1 | OCGT / Diesel | 0 | 0 | 0 | 0 | 0 | 0 | 0 | 0 | 0 | 0 | 0 | 0 | 0 | 0 | 0 | 0 | 0 | 0 | 0 | 0 | 0 | 0 | 0 | 0 | 0 | 0
SA1 | Hydro | 0 | 0 | 0 | 0 | 0 | 0 | 0 | 0 | 0 | 0 | 0 | 0 | 0 | 0 | 0 | 0 | 0 | 0 | 0 | 0 | 0 | 0 | 0 | 0 | 0 | 0
SA1 | Hydrogen Turbine | 0 | 0 | 0 | 0 | 0 | 0 | 0 | 0 | 0 | 0 | 0 | 0 | 0 | 0 | 0 | 0 | 0 | 0 | 0 | 0 | 0 | 0 | 0 | 0 | 0 | 0
SA1 | Wind | 0 | 0 | 0 | 0 | 0 | 0 | 0 | 0 | 0 | 0 | 0 | 0 | 0 | 0 | 0 | 0 | 0 | 0 | 0 | 0 | 0 | 0 | 0 | 0 | 0 | 0
SA1 | Solar PV | 0 | 0 | 0 | 0 | 0 | 0 | 0 | 0 | 0 | 0 | 0 | 0 | 0 | 0 | 0 | 0 | 0 | 0 | 0 | 0 | 0 | 0 | 0 | 0 | 0 | 0
SA1 | Grid Battery | 0 | 0 | 0 | 0 | 0 | 0 | 0 | 0 | 0 | 0 | 0 | 0 | 0 | 0 | 0 | 0 | 0 | 0 | 0 | 0 | 0 | 0 | 0 | 0 | 0 | 0
SA1 | Pumped Hydro | 0 | 0 | 0 | 0 | 0 | 0 | 0 | 0 | 0 | 0 | 0 | 0 | 0 | 0 | 0 | 0 | 0 | 0 | 0 | 0 | 0 | 0 | 0 | 0 | 0 | 0
SA1 | Coordinated CER storage | 0 | 0 | 0 | 0 | 0 | 0 | 0 | 0 | 0 | 0 | 0 | 0 | 0 | 0 | 0 | 0 | 0 | 0 | 0 | 0 | 0 | 0 | 0 | 0 | 0 | 0
Total excluding storage |  | 0 | 0 | 0 | 0 | 0 | 0 | 0 | 0 | 0 | 0 | 0 | 0 | 0 | 0 | 0 | 0 | 0 | 0 | 0 | 0 | 0 | 0 | 0 | 0 | 0 | 0
Region | Technology | 2024-25 | 2025-26 | 2026-27 | 2027-28 | 2028-29 | 2029-30 | 2030-31 | 2031-32 | 2032-33 | 2033-34 | 2034-35 | 2035-36 | 2036-37 | 2037-38 | 2038-39 | 2039-40 | 2040-41 | 2041-42 | 2042-43 | 2043-44 | 2044-45 | 2045-46 | 2046-47 | 2047-48 | 2048-49 | 2049-50
TAS1 | Black Coal | 0 | 0 | 0 | 0 | 0 | 0 | 0 | 0 | 0 | 0 | 0 | 0 | 0 | 0 | 0 | 0 | 0 | 0 | 0 | 0 | 0 | 0 | 0 | 0 | 0 | 0
TAS1 | Brown Coal | 0 | 0 | 0 | 0 | 0 | 0 | 0 | 0 | 0 | 0 | 0 | 0 | 0 | 0 | 0 | 0 | 0 | 0 | 0 | 0 | 0 | 0 | 0 | 0 | 0 | 0
TAS1 | CCGT | 0 | 0 | 0 | 0 | 0 | 0 | 0 | 0 | 0 | 0 | 0 | 0 | 0 | 0 | 0 | 0 | 0 | 0 | 0 | 0 | 0 | 0 | 0 | 0 | 0 | 0
TAS1 | Gas - Steam | 0 | 0 | 0 | 0 | 0 | 0 | 0 | 0 | 0 | 0 | 0 | 0 | 0 | 0 | 0 | 0 | 0 | 0 | 0 | 0 | 0 | 0 | 0 | 0 | 0 | 0
TAS1 | OCGT / Diesel | 0 | 0 | 0 | 0 | 0 | 0 | 0 | 0 | 0 | 0 | 0 | 0 | 0 | 0 | 0 | 0 | 0 | 0 | 0 | 0 | 0 | 0 | 0 | 0 | 0 | 0
TAS1 | Hydro | 0 | 0 | 0 | 0 | 0 | 0 | 0 | 0 | 0 | 0 | 0 | 0 | 0 | 0 | 0 | 0 | 0 | 0 | 0 | 0 | 0 | 0 | 0 | 0 | 0 | 0
TAS1 | Hydrogen Turbine | 0 | 0 | 0 | 0 | 0 | 0 | 0 | 0 | 0 | 0 | 0 | 0 | 0 | 0 | 0 | 0 | 0 | 0 | 0 | 0 | 0 | 0 | 0 | 0 | 0 | 0
TAS1 | Wind | 0 | 0 | 0 | 0 | 0 | 0 | 0 | 0 | 0 | 0 | 0 | 0 | 0 | 0 | 0 | 0 | 0 | 0 | 0 | 0 | 0 | 0 | 0 | 0 | 0 | 0
TAS1 | Solar PV | 0 | 0 | 0 | 0 | 0 | 0 | 0 | 0 | 0 | 0 | 0 | 0 | 0 | 0 | 0 | 0 | 0 | 0 | 0 | 0 | 0 | 0 | 0 | 0 | 0 | 0
TAS1 | Grid Battery | 0 | 0 | 0 | 0 | 0 | 0 | 0 | 0 | 0 | 0 | 0 | 0 | 0 | 0 | 0 | 0 | 0 | 0 | 0 | 0 | 0 | 0 | 0 | 0 | 0 | 0
TAS1 | Pumped Hydro | 0 | 0 | 0 | 0 | 0 | 0 | 0 | 0 | 0 | 0 | 0 | 0 | 0 | 0 | 0 | 0 | 0 | 0 | 0 | 0 | 0 | 0 | 0 | 0 | 0 | 0
TAS1 | Coordinated CER storage | 0 | 0 | 0 | 0 | 0 | 0 | 0 | 0 | 0 | 0 | 0 | 0 | 0 | 0 | 0 | 0 | 0 | 0 | 0 | 0 | 0 | 0 | 0 | 0 | 0 | 0
Total excluding storage |  | 0 | 0 | 0 | 0 | 0 | 0 | 0 | 0 | 0 | 0 | 0 | 0 | 0 | 0 | 0 | 0 | 0 | 0 | 0 | 0 | 0 | 0 | 0 | 0 | 0 | 0

## BaseCase_REZ Tx Cost
REZ transmission expansion cost by region ($000s) - BaseCase, Step Change scenario
REZ Expansion | Real June 2023 dollars discounted to 1 July 2023. As with the total capital costs, the REZ transmission expansion costs are annualised for modelling purposes.
Explicitly modelled generation
Region | Technology | 2024-25 | 2025-26 | 2026-27 | 2027-28 | 2028-29 | 2029-30 | 2030-31 | 2031-32 | 2032-33 | 2033-34 | 2034-35 | 2035-36 | 2036-37 | 2037-38 | 2038-39 | 2039-40 | 2040-41 | 2041-42 | 2042-43 | 2043-44 | 2044-45 | 2045-46 | 2046-47 | 2047-48 | 2048-49 | 2049-50
NSW1 | Transmission | 5564.5154 | 59662.6247 | 62534.6993 | 66351.8279 | 77646.4207 | 72566.7486 | 67819.3913 | 63550.3695 | 59790.9629 | 56254.5022 | 52574.3011 | 49264.9109 | 46197.3418 | 43175.0859 | 40350.5481 | 37810.6055 | 35430.9791 | 33484.047 | 31370.417 | 29395.746 | 27680.6446 | 31059.0392 | 29027.14 | 27665.9812 | 28222.6542 | 26873.9509
QLD1 | Transmission | 90.131 | 109.3869 | 4295.0323 | 4025.8612 | 21983.6765 | 34206.4087 | 50839.665 | 66147.8383 | 92469.1751 | 152172.6696 | 143514.6992 | 135018.9649 | 133279.0153 | 143339.9304 | 133990.719 | 130035.0903 | 123226.6856 | 118167.3459 | 116501.1636 | 110491.2946 | 103115.8964 | 105820.6396 | 123194.6721 | 118039.261 | 111642.2531 | 108783.3132
VIC1 | Transmission | 779.4499 | 17880.6888 | 16712.8756 | 27861.5323 | 25965.2677 | 41730.6855 | 41778.9816 | 39149.1243 | 36484.6179 | 34097.7739 | 31867.0784 | 29861.144 | 27828.7816 | 26008.2072 | 24306.7358 | 22776.7017 | 21226.5095 | 22045.8752 | 20603.6218 | 19706.7663 | 18365.5155 | 17330.7969 | 16197.0071 | 16389.5193 | 15325.7426 | 14323.1241
SA1 | Transmission | 70.841 | 709.7291 | 15609.3658 | 14626.805 | 40409.7146 | 43214.3194 | 42564.627 | 40783.646 | 39057.6653 | 36911.8227 | 34497.0308 | 32434.4373 | 30227.9438 | 31033.757 | 29318.1309 | 27623.7956 | 26033.1971 | 25288.2457 | 25325.1797 | 24402.4691 | 22741.627 | 21693.1714 | 32911.8663 | 31480.5842 | 30832.4514 | 29379.4164
TAS1 | Transmission | 2967.7946 | 2773.6403 | 2592.1874 | 5836.6035 | 12681.4986 | 15652.6646 | 17799.2634 | 16967.0812 | 16232.6927 | 15170.7409 | 14178.2625 | 13285.7846 | 12381.5485 | 11571.5407 | 10814.5241 | 10133.7832 | 9444.0736 | 8826.2371 | 8248.8198 | 7729.582 | 7203.5034 | 6732.2463 | 6291.819 | 5895.7685 | 5494.5 | 5135.0469
NEM | Total | 9472.7319 | 81136.0698 | 101744.1605 | 118702.6298 | 178686.578 | 207370.8268 | 220801.9283 | 226598.0592 | 244035.1139 | 294607.5092 | 276631.372 | 259865.2418 | 249914.631 | 255128.5213 | 238780.6579 | 228379.9762 | 215361.4449 | 207811.7509 | 202049.2019 | 191725.8581 | 179107.1869 | 182635.8933 | 207622.5047 | 199471.1141 | 191517.6013 | 184494.8515

## BaseCase_USE+DSP Cost
USE+DSP cost by region ($000s) - BaseCase, Step Change scenario
USE+DSP | Real June 2023 dollars discounted to 1 July 2023.
Explicitly modelled generation
Region | Technology | 2024-25 | 2025-26 | 2026-27 | 2027-28 | 2028-29 | 2029-30 | 2030-31 | 2031-32 | 2032-33 | 2033-34 | 2034-35 | 2035-36 | 2036-37 | 2037-38 | 2038-39 | 2039-40 | 2040-41 | 2041-42 | 2042-43 | 2043-44 | 2044-45 | 2045-46 | 2046-47 | 2047-48 | 2048-49 | 2049-50
NSW1 | USE+DSP | 0.022989 | 205866.2929 | 210.1226 | 4501.1595 | 21034.3511 | 251.3906 | 0.023146 | 0.023113 | 866.2124 | 0.023168 | 0.023173 | 1959.8371 | 888.1935 | 2062.3164 | 0.023147 | 1184.1645 | 0.023142 | 725.1011 | 0.023248 | 1727.3127 | 1983.5516 | 0.023279 | 0.023309 | 0.023389 | 1064.3971 | 0.023352
QLD1 | USE+DSP | 0.036979 | 0.04007 | 23.9733 | 35.3578 | 63650.737 | 4861.1577 | 3504.664 | 94.6782 | 3664.5965 | 1026.5432 | 14959.5553 | 5178.9085 | 2194.0697 | 10062.1146 | 134.3728 | 5380.3178 | 1199.018 | 3937.6755 | 3026.5598 | 5056.1691 | 8896.8379 | 9003.1747 | 9811.037 | 7985.8863 | 9872.8711 | 7444.9144
VIC1 | USE+DSP | 0.017388 | 0.017508 | 0.017748 | 25893.741 | 67049.9529 | 0.017682 | 0.017588 | 0.017526 | 8436.3568 | 0.017603 | 0.017648 | 2730.8308 | 456.7205 | 839.3413 | 0.017512 | 0.017567 | 0.017494 | 2495.685 | 0.017613 | 1440.1961 | 1964.6291 | 0.017588 | 0.01775 | 0.017809 | 0.017857 | 0.017802
SA1 | USE+DSP | 0.033613 | 0.036235 | 1098.6951 | 634.9054 | 1825.2209 | 46.7485 | 153.5112 | 57.9037 | 1081.1051 | 266.3919 | 3538.327 | 2378.7387 | 1793.7943 | 2779.2574 | 762.3079 | 3506.6646 | 5119.6094 | 7136.6964 | 6241.1335 | 11941.9181 | 11275.2096 | 12028.8928 | 10971.7145 | 11631.2381 | 10945.1791 | 10013.8806
TAS1 | USE+DSP | 0.02115 | 0.020834 | 0.020507 | 0.020157 | 0.019947 | 0.020298 | 0.02051 | 0.019754 | 2.6738 | 0.021625 | 0.017691 | 0.019982 | 0.016627 | 0.016599 | 0.016602 | 0.016678 | 0.016548 | 2.2492 | 6.9965 | 0.01657 | 12.1184 | 13.9904 | 4.5271 | 25.2749 | 0.018081 | 0.016467
NEM | Total | 0.13212 | 205866.4076 | 1332.8292 | 31065.1839 | 153560.2818 | 5159.3347 | 3658.2365 | 152.6423 | 14050.9447 | 1292.9975 | 18497.9409 | 12248.3351 | 5332.7946 | 15743.0462 | 896.738 | 10071.1813 | 6318.6846 | 14297.4072 | 9274.7306 | 20165.6126 | 24132.3466 | 21046.0988 | 20787.3198 | 19642.4406 | 21882.4832 | 17458.8526

## BaseCase_SyncCon Cost
SyncCon cost by region ($000s) - BaseCase, Step Change scenario
SyncCon | Real June 2023 dollars discounted to 1 July 2023. SyncCon is only explicitly modelled in Tasmania, mainland NEM regions have SyncCon costs built into new entrant costs.
Explicitly modelled generation
Region | Technology | 2024-25 | 2025-26 | 2026-27 | 2027-28 | 2028-29 | 2029-30 | 2030-31 | 2031-32 | 2032-33 | 2033-34 | 2034-35 | 2035-36 | 2036-37 | 2037-38 | 2038-39 | 2039-40 | 2040-41 | 2041-42 | 2042-43 | 2043-44 | 2044-45 | 2045-46 | 2046-47 | 2047-48 | 2048-49 | 2049-50
NSW1 | SyncCon | 0 | 0 | 0 | 0 | 0 | 0 | 0 | 0 | 0 | 0 | 0 | 0 | 0 | 0 | 0 | 0 | 0 | 0 | 0 | 0 | 0 | 0 | 0 | 0 | 0 | 0
QLD1 | SyncCon | 0 | 0 | 0 | 0 | 0 | 0 | 0 | 0 | 0 | 0 | 0 | 0 | 0 | 0 | 0 | 0 | 0 | 0 | 0 | 0 | 0 | 0 | 0 | 0 | 0 | 0
VIC1 | SyncCon | 0 | 0 | 0 | 0 | 0 | 0 | 0 | 0 | 0 | 0 | 0 | 0 | 0 | 0 | 0 | 0 | 0 | 0 | 0 | 0 | 0 | 0 | 0 | 0 | 0 | 0
SA1 | SyncCon | 0 | 0 | 0 | 0 | 0 | 0 | 0 | 0 | 0 | 0 | 0 | 0 | 0 | 0 | 0 | 0 | 0 | 0 | 0 | 0 | 0 | 0 | 0 | 0 | 0 | 0
TAS1 | SyncCon | 0 | 0 | 0 | 0 | 0 | 871.5555 | 1352.2906 | 1316.006 | 1355.1498 | 1169.5085 | 864.7719 | 951.699 | 924.304 | 868.4965 | 890.6833 | 990.7022 | 1062.6474 | 855.2235 | 772.9647 | 823.6119 | 801.3577 | 742.334 | 628.3251 | 618.7427 | 617.7164 | 678.2735
NEM | Total | 0 | 0 | 0 | 0 | 0 | 871.5555 | 1352.2906 | 1316.006 | 1355.1498 | 1169.5085 | 864.7719 | 951.699 | 924.304 | 868.4965 | 890.6833 | 990.7022 | 1062.6474 | 855.2235 | 772.9647 | 823.6119 | 801.3577 | 742.334 | 628.3251 | 618.7427 | 617.7164 | 678.2735

## Marinus_S1_CF
Annual capacity factor by technology - Marinus_S1, Step Change scenario
Explicitly modelled generation
Region | Technology | 2024-25 | 2025-26 | 2026-27 | 2027-28 | 2028-29 | 2029-30 | 2030-31 | 2031-32 | 2032-33 | 2033-34 | 2034-35 | 2035-36 | 2036-37 | 2037-38 | 2038-39 | 2039-40 | 2040-41 | 2041-42 | 2042-43 | 2043-44 | 2044-45 | 2045-46 | 2046-47 | 2047-48 | 2048-49 | 2049-50
NEM | Black Coal | 55.2% | 43.49% | 45.44% | 60.35% | 50.99% | 56.74% | 60.1% | 58.77% | 56.77% | 60.99% | 52.35% | 52.4% | 48.93% | 52.97% | - | - | - | - | - | - | - | - | - | - | - | -
NEM | Brown Coal | 66.62% | 55.31% | 47.02% | 63.6% | 58.39% | 62.46% | - | - | - | - | - | - | - | - | - | - | - | - | - | - | - | - | - | - | - | -
NEM | CCGT | 7.77% | 10.74% | 17.86% | 36.83% | 31.72% | 37.79% | 38.58% | 35.57% | 36.19% | 36.04% | 35.21% | 33.22% | 30.17% | 33.98% | 35.03% | 33.24% | 31.24% | 27% | 29.86% | 30.25% | 26.5% | 28.41% | 31.18% | 28.49% | 28.22% | 29.04%
NEM | Gas - Steam | 0.3251% | 2.601% | 48.63% | 40.54% | 54.15% | 30.53% | 25.14% | 26.63% | 24.44% | 25.63% | 26.21% | 16.52% | 15.81% | 14.9% | 18.13% | - | - | - | - | - | - | - | - | - | - | -
NEM | OCGT / Diesel | 0.1486% | 0.0985% | 0.3905% | 4.594% | 2.457% | 5.356% | 6.114% | 8.832% | 7.033% | 7.626% | 11.96% | 8.381% | 8.956% | 7.74% | 10.17% | 13.72% | 14.12% | 11.64% | 9.384% | 13.74% | 10.71% | 10.77% | 10.79% | 11.14% | 11.24% | 10.97%
NEM | Hydro | 21.38% | 26.73% | 25.26% | 22.4% | 25.91% | 26.45% | 21.86% | 22.43% | 21.15% | 22.72% | 25.21% | 24.12% | 21.07% | 26.68% | 23.43% | 21.31% | 20.41% | 19.85% | 21.78% | 22.98% | 21.86% | 20.1% | 25.41% | 21.97% | 20.59% | 19.02%
NEM | Hydrogen Turbine | - | 2.461e-06% | 0.3164% | 0.2166% | 1.146% | 0.01767% | 0.007322% | 1.894e-06% | 0.3045% | 0.07351% | 0.1957% | 0.4756% | 0.2473% | 0.3032% | 3.893e-06% | 0.9295% | 0.4369% | 2.218% | 0.6655% | 5.477% | 6.546% | 14.22% | 23.39% | 23.72% | 25.33% | 25.4%
NEM | Wind | 31.94% | 31.44% | 32.78% | 34.7% | 32.47% | 32.49% | 33.65% | 34.56% | 32.86% | 32.05% | 32.21% | 33.73% | 33.75% | 32.67% | 32.51% | 32.24% | 32.41% | 32.01% | 31.24% | 31.35% | 32.84% | 33.05% | 32.24% | 31.92% | 31.27% | 31.66%
NEM | Solar PV | 24.08% | 21.22% | 21.24% | 23.89% | 21.46% | 23.38% | 25.66% | 25.42% | 25.07% | 24.57% | 23.93% | 25.01% | 25.07% | 21.06% | 21.9% | 22.67% | 21.34% | 22.19% | 21.67% | 21.07% | 22.01% | 21.93% | 18.5% | 19.45% | 19.24% | 18.18%
NEM | Grid Battery | 6.339% | 8.369% | 8.751% | 11.88% | 10.34% | 11.04% | 10.25% | 10.12% | 10.29% | 10.01% | 8.416% | 8.985% | 9.109% | 8.464% | 8.905% | 10.4% | 9.988% | 14.4% | 15.9% | 15.87% | 16% | 16.88% | 14.3% | 14.49% | 14.41% | 13.55%
NEM | Pumped Hydro | 13.08% | 15.56% | 16.81% | 15.14% | 18.45% | 26.05% | 20.69% | 22.14% | 22.35% | 23.07% | 23.31% | 23.14% | 23.27% | 22.34% | 21.88% | 22.2% | 19.79% | 21.46% | 20.93% | 20.19% | 20.76% | 20.69% | 19.42% | 17.43% | 15.86% | 14.82%
NEM | Coordinated CER storage | 8.58% | 8.481% | 9.038% | 8.91% | 7.935% | 8.423% | 8.481% | 8.371% | 8.585% | 8.7% | 8.483% | 8.587% | 8.759% | 8.04% | 8.603% | 8.641% | 8.399% | 8.876% | 8.934% | 8.855% | 9.128% | 9.38% | 8.663% | 8.938% | 8.815% | 8.494%
Region | Technology | 2024-25 | 2025-26 | 2026-27 | 2027-28 | 2028-29 | 2029-30 | 2030-31 | 2031-32 | 2032-33 | 2033-34 | 2034-35 | 2035-36 | 2036-37 | 2037-38 | 2038-39 | 2039-40 | 2040-41 | 2041-42 | 2042-43 | 2043-44 | 2044-45 | 2045-46 | 2046-47 | 2047-48 | 2048-49 | 2049-50
NSW1 | Black Coal | 54.81% | 36.98% | 47.69% | 58.62% | 48.17% | 58.11% | 58.94% | 55.92% | 58.46% | 61.72% | 49.94% | 48.12% | 47.45% | 49.74% | - | - | - | - | - | - | - | - | - | - | - | -
NSW1 | Brown Coal | bar: 2024-25 to 2049-50
NSW1 | CCGT | 0.7038% | 8.906% | 43.15% | 55.36% | 47.69% | 56.79% | 57.36% | 40.3% | 48.59% | 48.2% | 45.2% | 41.99% | 32.37% | 41.55% | 38.74% | 38.31% | 37.16% | 26.75% | 38.69% | - | - | - | - | - | - | -
NSW1 | Gas - Steam | bar: 2024-25 to 2049-50
NSW1 | OCGT / Diesel | 0.02275% | 0.2651% | 0.3309% | 3.406% | 1.392% | 7.437% | 6.533% | 11.04% | 6.755% | 6.091% | 11.09% | 8.731% | 8.41% | 5.18% | 9.981% | 10.88% | 13.04% | 9.396% | 7.601% | 13.29% | 11.67% | 10.54% | 9.372% | 12.3% | 10.09% | 10.86%
NSW1 | Hydro | 13.25% | 15.03% | 15.67% | 12.59% | 16.91% | 14.63% | 12.39% | 12.86% | 12.24% | 14.22% | 15.33% | 14.3% | 11.88% | 17.37% | 14.37% | 12.86% | 12.15% | 12.18% | 13.68% | 14.41% | 13.37% | 11.12% | 16.7% | 13.18% | 11.19% | 10.81%
NSW1 | Hydrogen Turbine | bar: 2024-25 to 2049-50
NSW1 | Wind | 34.02% | 33.04% | 33.74% | 34.51% | 33.16% | 30.81% | 33.07% | 32.74% | 32.33% | 31.8% | 31.88% | 33.43% | 33.55% | 33.04% | 30.1% | 30.87% | 29.78% | 30.81% | 30.13% | 29.44% | 30.78% | 31.11% | 31.45% | 28.97% | 28.99% | 27.53%
NSW1 | Solar PV | 25.44% | 22.9% | 24.1% | 24.95% | 22.93% | 23.73% | 26.39% | 26.07% | 25.83% | 25.17% | 24.15% | 25.65% | 25.54% | 21.77% | 21.7% | 23.11% | 21.51% | 22.66% | 21.9% | 20.44% | 22.09% | 21.67% | 18.79% | 19.12% | 19.11% | 17.44%
NSW1 | Grid Battery | 34.84% | 13.13% | 13.79% | 20.17% | 17.9% | 19.68% | 19.82% | 19.45% | 19.37% | 19.27% | 18.37% | 18.9% | 20.22% | 18.31% | 19.75% | 19.88% | 18.88% | 20.55% | 20.33% | 19.18% | 20.88% | 21.31% | 18.86% | 17.57% | 18.97% | 17.14%
NSW1 | Pumped Hydro | 11.06% | 15.92% | 18.34% | 15.18% | 20.22% | 31.63% | 21.35% | 22.45% | 23.14% | 23.14% | 23.88% | 24.25% | 24.27% | 24.01% | 21.41% | 22.69% | 19.04% | 22.1% | 21.33% | 19.99% | 20.72% | 20.61% | 20.56% | 17.73% | 16.15% | 15.07%
NSW1 | Coordinated CER storage | 8.446% | 8.466% | 8.875% | 8.963% | 8.102% | 8.558% | 8.753% | 8.693% | 8.889% | 9.012% | 8.69% | 9.035% | 9.092% | 8.451% | 9.272% | 9.356% | 9.038% | 9.515% | 9.395% | 9.227% | 9.716% | 9.897% | 9.363% | 9.647% | 9.53% | 9.16%
Region | Technology | 2024-25 | 2025-26 | 2026-27 | 2027-28 | 2028-29 | 2029-30 | 2030-31 | 2031-32 | 2032-33 | 2033-34 | 2034-35 | 2035-36 | 2036-37 | 2037-38 | 2038-39 | 2039-40 | 2040-41 | 2041-42 | 2042-43 | 2043-44 | 2044-45 | 2045-46 | 2046-47 | 2047-48 | 2048-49 | 2049-50
QLD1 | Black Coal | 55.6% | 50.17% | 43.94% | 62.12% | 53.3% | 56.14% | 60.77% | 60.99% | 55.46% | 59.61% | 56.89% | 56.73% | 50.43% | 56.24% | - | - | - | - | - | - | - | - | - | - | - | -
QLD1 | Brown Coal | bar: 2024-25 to 2049-50
QLD1 | CCGT | 6.836% | 6.391% | 7.632% | 33.39% | 27.94% | 35.99% | 35.06% | 38.09% | 35.32% | 34.76% | 35.66% | 35.08% | 34.66% | 37.07% | 39.69% | 37.63% | 34.88% | 32.36% | 32.03% | 36.14% | 31.65% | 42.35% | 67.21% | 61.41% | 60.83% | 62.59%
QLD1 | Gas - Steam | bar: 2024-25 to 2049-50
QLD1 | OCGT / Diesel | 1.016e-06% | 1.443e-06% | 0.008683% | 1.374% | 0.3437% | 2.336% | 2.195% | 5.352% | 3.335% | 5.92% | 9.345% | 8.336% | 11.39% | 7.376% | 10.52% | 13.69% | 15.71% | 8.356% | 8.924% | 11.39% | 11.77% | 14.4% | 14.59% | 14.94% | 11.67% | 13.1%
QLD1 | Hydro | 52.68% | 49.36% | 50.14% | 51.8% | 51.3% | 51.98% | 47.56% | 51.8% | 51.25% | 51.48% | 51.44% | 51.07% | 51.21% | 38.6% | 36.59% | 31.21% | 29.95% | 35.16% | - | - | - | - | - | - | - | -
QLD1 | Hydrogen Turbine | - | - | 0.0633% | 0.2334% | 2.182% | 0.03535% | 0.01464% | 2.269e-06% | 0.3058% | 0.147% | 0.03104% | 0.4098% | 0.2363% | 0.3486% | 3.894e-06% | 1.039% | 0.2907% | 0.6409% | 9.097e-06% | 3.978% | 6.489% | 14.01% | 26.84% | 23.72% | 24.14% | 25.88%
QLD1 | Wind | 32.86% | 32.86% | 31.12% | 33.26% | 30.9% | 31.31% | 33.03% | 31.81% | 31.83% | 29.45% | 29.6% | 30.31% | 29.88% | 29.9% | 29.62% | 30.24% | 28.62% | 30.03% | 28.27% | 28.49% | 29.08% | 28.39% | 29.03% | 28.64% | 28.9% | 27.86%
QLD1 | Solar PV | 23.86% | 21.35% | 18.87% | 24.13% | 20.13% | 23.66% | 25.99% | 25.96% | 25.46% | 24.88% | 24.81% | 25.63% | 25.71% | 20.54% | 22.68% | 23.42% | 22.26% | 23.49% | 23% | 23.13% | 23.5% | 23.23% | 19.06% | 20.88% | 20.67% | 19.83%
QLD1 | Grid Battery | 7.348% | 7.085% | 7.516% | 7.543% | 6.904% | 7.426% | 7.103% | 7.261% | 7.432% | 7.365% | 7.094% | 14.02% | 14.51% | 15.42% | 17.07% | 19.65% | 19.91% | 21.54% | 23.02% | 22.43% | 22.18% | 23.59% | 19.56% | 20.24% | 18.64% | 18.09%
QLD1 | Pumped Hydro | 13.94% | 15.46% | 16.36% | 15.13% | 12.64% | 14.18% | 19.34% | 21.46% | 20.99% | 22.93% | 22.29% | 21.51% | 21.66% | 19.75% | 22.42% | 21.22% | 20.6% | 20.11% | 20.07% | 19.77% | 20.11% | 20.06% | 17.34% | 16.72% | 14.7% | 14%
QLD1 | Coordinated CER storage | 8.789% | 8.534% | 9.046% | 9.111% | 8.406% | 8.96% | 8.746% | 9% | 9.33% | 9.415% | 9.263% | 9.158% | 9.497% | 8.914% | 9.552% | 9.42% | 9.603% | 9.837% | 10.31% | 10.2% | 10.3% | 10.57% | 9.99% | 10.41% | 10.03% | 10.22%
Region | Technology | 2024-25 | 2025-26 | 2026-27 | 2027-28 | 2028-29 | 2029-30 | 2030-31 | 2031-32 | 2032-33 | 2033-34 | 2034-35 | 2035-36 | 2036-37 | 2037-38 | 2038-39 | 2039-40 | 2040-41 | 2041-42 | 2042-43 | 2043-44 | 2044-45 | 2045-46 | 2046-47 | 2047-48 | 2048-49 | 2049-50
VIC1 | Black Coal | bar: 2024-25 to 2049-50
VIC1 | Brown Coal | 66.62% | 55.31% | 47.02% | 63.6% | 58.39% | 62.46% | - | - | - | - | - | - | - | - | - | - | - | - | - | - | - | - | - | - | - | -
VIC1 | CCGT | bar: 2024-25 to 2049-50
VIC1 | Gas - Steam | 0.1331% | 0.8779% | 48.63% | 40.54% | 54.15% | 30.53% | 25.14% | 26.63% | 24.44% | 25.63% | 26.21% | 16.52% | 15.81% | 14.9% | 18.13% | - | - | - | - | - | - | - | - | - | - | -
VIC1 | OCGT / Diesel | 0.009657% | 1.801e-06% | 0.1302% | 5.992% | 3.406% | 3.675% | 6.429% | 7.822% | 7.653% | 7.639% | 12.88% | 6.779% | 6.293% | 7.222% | 5.946% | 14.51% | 10.99% | 15.29% | 8.517% | 13.44% | 8.29% | 7.641% | 8.698% | 7.117% | 11.12% | 8.621%
VIC1 | Hydro | 16.81% | 17.32% | 16.39% | 13.72% | 20.56% | 17.18% | 14.87% | 14.87% | 13.55% | 16.49% | 17.07% | 16.25% | 13.59% | 20.49% | 17.13% | 14.84% | 14.8% | 13.53% | 16.48% | 17.11% | 16.2% | 13.64% | 20.44% | 17.17% | 14.8% | 14.8%
VIC1 | Hydrogen Turbine | bar: 2024-25 to 2049-50
VIC1 | Wind | 29.93% | 29.14% | 30.63% | 34.06% | 31.13% | 34.01% | 33.41% | 37.06% | 33.15% | 34.09% | 34.72% | 36.55% | 37.06% | 34.47% | 36.42% | 34.38% | 36.96% | 33.74% | 34.05% | 34.64% | 36.81% | 38.07% | 35.83% | 37.25% | 35.26% | 38.8%
VIC1 | Solar PV | 21.28% | 17.61% | 17.36% | 20.23% | 19.4% | 22.16% | 23.4% | 22.73% | 23.55% | 23.29% | 22.1% | 22.91% | 23.26% | 20.61% | 20.99% | 19.83% | 18.75% | 18.45% | 18.37% | 17.5% | 18.56% | 19.12% | 17.08% | 17.61% | 17.06% | 16.35%
VIC1 | Grid Battery | 4.337% | 12.2% | 10.57% | 12.07% | 10.21% | 10.71% | 9.176% | 9.285% | 9.67% | 9.298% | 7.564% | 7.507% | 7.54% | 6.511% | 6.677% | 6.708% | 6.141% | 7.066% | 7.018% | 6.811% | 7.14% | 7.275% | 6.381% | 5.691% | 5.65% | 5.125%
VIC1 | Pumped Hydro | - | - | - | - | 22.59% | 23.17% | 24.2% | 24.39% | 24.47% | 23.05% | 24.27% | 23.09% | 24.55% | 23.09% | 22.46% | 23.55% | 20.82% | 22.83% | 22.08% | 22.76% | 23.62% | 24.01% | 20.74% | 17.64% | 17.74% | 15.5%
VIC1 | Coordinated CER storage | 7.986% | 8.677% | 9.326% | 8.693% | 7.159% | 7.717% | 7.826% | 7.346% | 7.455% | 7.585% | 7.535% | 7.604% | 7.799% | 6.662% | 7.001% | 7.045% | 6.617% | 7.213% | 7.169% | 7.225% | 7.44% | 7.729% | 6.582% | 6.873% | 6.899% | 6.318%
Region | Technology | 2024-25 | 2025-26 | 2026-27 | 2027-28 | 2028-29 | 2029-30 | 2030-31 | 2031-32 | 2032-33 | 2033-34 | 2034-35 | 2035-36 | 2036-37 | 2037-38 | 2038-39 | 2039-40 | 2040-41 | 2041-42 | 2042-43 | 2043-44 | 2044-45 | 2045-46 | 2046-47 | 2047-48 | 2048-49 | 2049-50
SA1 | Black Coal | bar: 2024-25 to 2049-50
SA1 | Brown Coal | bar: 2024-25 to 2049-50
SA1 | CCGT | 16.54% | 24.85% | 34.74% | 46.3% | 42.32% | 42.28% | 48.79% | 38.01% | 42.71% | 43.95% | 39.4% | 33.38% | 29.91% | - | - | - | - | - | - | - | - | - | - | - | - | -
SA1 | Gas - Steam | 0.4451% | 3.678% | - | - | - | - | - | - | - | - | - | - | - | - | - | - | - | - | - | - | - | - | - | - | - | -
SA1 | OCGT / Diesel | 0.7738% | 0.06939% | 1.395% | 9.786% | 6.254% | 8.465% | 12.25% | 12.8% | 16% | 16.4% | 18.9% | 11.54% | 11.05% | 14.53% | 16.31% | 19.31% | 16.93% | 18.01% | 14.9% | 19.94% | 13.33% | 11.68% | 12.05% | 11.67% | 12.54% | 10.85%
SA1 | Hydro | bar: 2024-25 to 2049-50
SA1 | Hydrogen Turbine | - | 2.461e-06% | 0.5696% | 0.1997% | 0.1097% | 1.466e-06% | 1.505e-06% | 1.519e-06% | 0.3032% | 2.006e-06% | 0.3604% | 0.5414% | 0.2584% | 0.2578% | 3.893e-06% | 0.8197% | 0.583% | 3.795% | 1.331% | 6.977% | 6.603% | 14.43% | 19.93% | 23.72% | 26.52% | 24.92%
SA1 | Wind | 31.31% | 27.86% | 34.42% | 34.64% | 32.81% | 32.43% | 32.67% | 34.73% | 30.46% | 31% | 29.29% | 33.01% | 32.04% | 30.65% | 31.87% | 31.73% | 33.72% | 31.04% | 30.79% | 29.85% | 33.42% | 33.14% | 29.92% | 30.49% | 29.61% | 31.68%
SA1 | Solar PV | 21.34% | 17.75% | 21.71% | 23.17% | 21.14% | 21.54% | 21.87% | 21.2% | 20.95% | 20.77% | 20.6% | 20.44% | 20.98% | 19.82% | 20.18% | 20.09% | 18.53% | 19.93% | 18.8% | 18.82% | 19.19% | 20.07% | 16.57% | 16.7% | 16.39% | 15.92%
SA1 | Grid Battery | 4.508% | 3.962% | 4.42% | 4.432% | 4.049% | 4.152% | 4.255% | 3.974% | 4.042% | 4.077% | 3.736% | 4.073% | 4.384% | 4.169% | 4.137% | 4.316% | 3.929% | 14.02% | 14.47% | 17.51% | 17.25% | 18.49% | 15.98% | 14.96% | 16.36% | 13.8%
SA1 | Pumped Hydro | bar: 2024-25 to 2049-50
SA1 | Coordinated CER storage | 9.558% | 8.303% | 9.182% | 9.111% | 8.414% | 8.625% | 8.541% | 8.21% | 8.535% | 8.68% | 8.328% | 8.264% | 8.395% | 8.032% | 8.206% | 8.439% | 7.92% | 8.736% | 8.923% | 8.867% | 8.89% | 9.466% | 8.993% | 9.018% | 9.049% | 8.323%
Region | Technology | 2024-25 | 2025-26 | 2026-27 | 2027-28 | 2028-29 | 2029-30 | 2030-31 | 2031-32 | 2032-33 | 2033-34 | 2034-35 | 2035-36 | 2036-37 | 2037-38 | 2038-39 | 2039-40 | 2040-41 | 2041-42 | 2042-43 | 2043-44 | 2044-45 | 2045-46 | 2046-47 | 2047-48 | 2048-49 | 2049-50
TAS1 | Black Coal | bar: 2024-25 to 2049-50
TAS1 | Brown Coal | bar: 2024-25 to 2049-50
TAS1 | CCGT | 0% | 0% | 7.505e-06% | 1.261e-05% | 1.209e-05% | 2.204e-05% | 3.032e-05% | 2.91e-05% | 3.136e-05% | 3.168e-05% | 2.977e-05% | 2.964e-05% | 2.94e-05% | 2.977e-05% | 2.937e-05% | 2.971e-05% | 2.91e-05% | 2.934e-05% | 2.944e-05% | 2.815e-05% | 2.756e-05% | 2.71e-05% | 2.873e-05% | 2.754e-05% | 2.944e-05% | 3.021e-05%
TAS1 | Gas - Steam | bar: 2024-25 to 2049-50
TAS1 | OCGT / Diesel | 6.962e-06% | 7.646e-06% | 8.797e-06% | 0.0439% | 0.1433% | 0.07038% | 2.407% | 1.116% | 1.87% | 2.611% | 5.042% | 1.85% | 1.059% | 1.797% | 0.6756% | 3.73% | 0.5415% | 3.296% | 0.5931% | 0.5107% | 2.267% | 1.046% | 0.3069% | 0.452% | 0.2923% | 0.2062%
TAS1 | Hydro | 30.89% | 44.01% | 40.03% | 36.99% | 37.2% | 43.59% | 34.93% | 35.86% | 33.97% | 34.11% | 39.59% | 38.18% | 34.03% | 40.08% | 36.67% | 34.2% | 32.42% | 31.77% | 33.63% | 35.72% | 34.35% | 33.7% | 37.54% | 34.02% | 34.01% | 30.07%
TAS1 | Hydrogen Turbine | bar: 2024-25 to 2049-50
TAS1 | Wind | 36.62% | 41.09% | 44.78% | 48.84% | 45.2% | 42.81% | 40.97% | 44.1% | 43.76% | 42.52% | 44.36% | 44.47% | 47.01% | 44.58% | 45.16% | 41.92% | 44.47% | 44.23% | 42.26% | 44.92% | 46.44% | 48.64% | 46.31% | 46.95% | 43.99% | 46.72%
TAS1 | Solar PV | bar: 2024-25 to 2049-50
TAS1 | Grid Battery | 0% | 0.008129% | 0.009288% | 0.01147% | 0.01249% | 0.01346% | 0.01764% | 0.02657% | 0.02943% | 0.03119% | 0.03683% | 0.03888% | 0.0423% | 0.0464% | 0.04845% | 0.05754% | 0.06631% | 0.07809% | 0.0786% | 0.09711% | 0.1152% | 0.1106% | 0.1073% | 0.1195% | 0.127% | 0.1576%
TAS1 | Pumped Hydro | - | - | - | - | - | - | - | - | - | 24.82% | 27.9% | 26.8% | 26.31% | 27.99% | 25.54% | 28.35% | 25.82% | 27.18% | 24.35% | 28.73% | 28.82% | 28.66% | 26.11% | 22.79% | 27.42% | 23.02%
TAS1 | Coordinated CER storage | 2.146% | 4.57% | 4.667% | 5.278% | 4.977% | 5.826% | 7.115% | 7.429% | 6.929% | 6.942% | 6.765% | 6.181% | 6.614% | 6.62% | 6.132% | 6.718% | 6.552% | 7.074% | 6.187% | 6.368% | 7.016% | 6.59% | 5.744% | 5.266% | 5.644% | 5.377%
Explicitly modelled pumping
Region | Technology | 2024-25 | 2025-26 | 2026-27 | 2027-28 | 2028-29 | 2029-30 | 2030-31 | 2031-32 | 2032-33 | 2033-34 | 2034-35 | 2035-36 | 2036-37 | 2037-38 | 2038-39 | 2039-40 | 2040-41 | 2041-42 | 2042-43 | 2043-44 | 2044-45 | 2045-46 | 2046-47 | 2047-48 | 2048-49 | 2049-50
NEM | Grid Battery pump | 7.503% | 9.887% | 10.31% | 14.13% | 12.23% | 13.1% | 12.16% | 12.01% | 12.19% | 11.84% | 9.981% | 10.65% | 10.81% | 10.07% | 10.6% | 12.38% | 11.96% | 17.24% | 19.1% | 19.03% | 19.2% | 20.28% | 17.14% | 17.39% | 17.29% | 16.26%
NEM | Pumped Hydro Pump | 20.39% | 24.82% | 28.47% | 26.14% | 24.46% | 33.99% | 27.78% | 29.81% | 29.25% | 31.02% | 30.47% | 30.78% | 31.07% | 29.75% | 28.72% | 28.94% | 26.83% | 28.08% | 28.24% | 26.06% | 27.46% | 27.66% | 25.56% | 22.41% | 21.09% | 19.17%
NEM | Coordinated CER storage pump | 10.09% | 9.983% | 10.62% | 10.51% | 9.317% | 9.912% | 9.975% | 9.857% | 10.1% | 10.23% | 9.988% | 10.1% | 10.3% | 9.478% | 10.12% | 10.15% | 9.912% | 10.42% | 10.52% | 10.41% | 10.74% | 11.06% | 10.17% | 10.53% | 10.35% | 9.991%
Region | Technology | 2024-25 | 2025-26 | 2026-27 | 2027-28 | 2028-29 | 2029-30 | 2030-31 | 2031-32 | 2032-33 | 2033-34 | 2034-35 | 2035-36 | 2036-37 | 2037-38 | 2038-39 | 2039-40 | 2040-41 | 2041-42 | 2042-43 | 2043-44 | 2044-45 | 2045-46 | 2046-47 | 2047-48 | 2048-49 | 2049-50
NSW1 | Grid Battery pump | 41.03% | 15.42% | 16.24% | 24.2% | 21.34% | 23.54% | 23.72% | 23.28% | 23.16% | 23.07% | 22.02% | 22.56% | 24.2% | 21.99% | 23.58% | 23.77% | 22.66% | 24.6% | 24.4% | 22.99% | 25.06% | 25.66% | 22.55% | 21.05% | 22.76% | 20.55%
NSW1 | Pumped Hydro Pump | 18.33% | 25.12% | 30.79% | 27.98% | 25.06% | 37.72% | 28.16% | 29.69% | 29.36% | 30.78% | 30.18% | 31.49% | 31.68% | 31.09% | 27.53% | 28.59% | 25.67% | 28.05% | 28.46% | 24.97% | 26.79% | 27.05% | 26.36% | 21.85% | 20.95% | 18.9%
NSW1 | Coordinated CER storage pump | 9.937% | 9.946% | 10.44% | 10.57% | 9.511% | 10.07% | 10.3% | 10.23% | 10.46% | 10.6% | 10.25% | 10.61% | 10.7% | 9.975% | 10.89% | 11% | 10.67% | 11.16% | 11.05% | 10.85% | 11.43% | 11.68% | 10.98% | 11.37% | 11.2% | 10.77%
Region | Technology | 2024-25 | 2025-26 | 2026-27 | 2027-28 | 2028-29 | 2029-30 | 2030-31 | 2031-32 | 2032-33 | 2033-34 | 2034-35 | 2035-36 | 2036-37 | 2037-38 | 2038-39 | 2039-40 | 2040-41 | 2041-42 | 2042-43 | 2043-44 | 2044-45 | 2045-46 | 2046-47 | 2047-48 | 2048-49 | 2049-50
QLD1 | Grid Battery pump | 8.678% | 8.368% | 8.853% | 8.921% | 8.139% | 8.769% | 8.388% | 8.598% | 8.752% | 8.706% | 8.368% | 16.83% | 17.35% | 18.57% | 20.43% | 23.64% | 24.03% | 25.96% | 27.72% | 27% | 26.71% | 28.42% | 23.59% | 24.32% | 22.47% | 21.78%
QLD1 | Pumped Hydro Pump | 24.07% | 24.48% | 25.76% | 23.99% | 19.92% | 22.42% | 26.68% | 29.7% | 28.73% | 31.46% | 30.63% | 29.56% | 29.79% | 27.29% | 30.5% | 29.12% | 28.51% | 27.58% | 27.53% | 26.94% | 27.65% | 27.66% | 23.66% | 22.82% | 20.42% | 18.94%
QLD1 | Coordinated CER storage pump | 10.34% | 10.05% | 10.62% | 10.74% | 9.876% | 10.54% | 10.29% | 10.62% | 10.95% | 11.08% | 10.89% | 10.79% | 11.16% | 10.52% | 11.21% | 11.08% | 11.32% | 11.57% | 12.12% | 12% | 12.12% | 12.44% | 11.77% | 12.22% | 11.81% | 12.02%
Region | Technology | 2024-25 | 2025-26 | 2026-27 | 2027-28 | 2028-29 | 2029-30 | 2030-31 | 2031-32 | 2032-33 | 2033-34 | 2034-35 | 2035-36 | 2036-37 | 2037-38 | 2038-39 | 2039-40 | 2040-41 | 2041-42 | 2042-43 | 2043-44 | 2044-45 | 2045-46 | 2046-47 | 2047-48 | 2048-49 | 2049-50
VIC1 | Grid Battery pump | 5.167% | 14.42% | 12.43% | 14.26% | 11.99% | 12.61% | 10.82% | 10.95% | 11.4% | 10.95% | 8.937% | 8.85% | 8.9% | 7.685% | 7.911% | 7.886% | 7.278% | 8.305% | 8.313% | 8.014% | 8.413% | 8.616% | 7.495% | 6.747% | 6.639% | 6.048%
VIC1 | Pumped Hydro Pump | - | - | - | - | 29.72% | 30.82% | 31.51% | 32.3% | 32.03% | 30.47% | 31.88% | 30.25% | 32.49% | 30.19% | 29.64% | 30.89% | 27.76% | 29.68% | 29.36% | 29.64% | 31.08% | 31.96% | 26.92% | 23.57% | 22.98% | 20.39%
VIC1 | Coordinated CER storage pump | 9.395% | 10.22% | 10.95% | 10.26% | 8.401% | 9.079% | 9.207% | 8.651% | 8.782% | 8.915% | 8.865% | 8.94% | 9.176% | 7.838% | 8.269% | 8.258% | 7.818% | 8.455% | 8.469% | 8.475% | 8.746% | 9.129% | 7.711% | 8.122% | 8.082% | 7.433%
Region | Technology | 2024-25 | 2025-26 | 2026-27 | 2027-28 | 2028-29 | 2029-30 | 2030-31 | 2031-32 | 2032-33 | 2033-34 | 2034-35 | 2035-36 | 2036-37 | 2037-38 | 2038-39 | 2039-40 | 2040-41 | 2041-42 | 2042-43 | 2043-44 | 2044-45 | 2045-46 | 2046-47 | 2047-48 | 2048-49 | 2049-50
SA1 | Grid Battery pump | 5.342% | 4.722% | 5.238% | 5.281% | 4.797% | 4.948% | 5.041% | 4.722% | 4.807% | 4.844% | 4.433% | 4.847% | 5.225% | 4.967% | 4.948% | 5.125% | 4.7% | 16.87% | 17.48% | 21.04% | 20.77% | 22.31% | 19.16% | 18.1% | 19.63% | 16.63%
SA1 | Pumped Hydro Pump | bar: 2024-25 to 2049-50
SA1 | Coordinated CER storage pump | 11.22% | 9.796% | 10.78% | 10.75% | 9.877% | 10.17% | 10.03% | 9.659% | 10.04% | 10.22% | 9.791% | 9.723% | 9.879% | 9.447% | 9.685% | 9.899% | 9.349% | 10.25% | 10.53% | 10.41% | 10.47% | 11.16% | 10.55% | 10.64% | 10.61% | 9.792%
Region | Technology | 2024-25 | 2025-26 | 2026-27 | 2027-28 | 2028-29 | 2029-30 | 2030-31 | 2031-32 | 2032-33 | 2033-34 | 2034-35 | 2035-36 | 2036-37 | 2037-38 | 2038-39 | 2039-40 | 2040-41 | 2041-42 | 2042-43 | 2043-44 | 2044-45 | 2045-46 | 2046-47 | 2047-48 | 2048-49 | 2049-50
TAS1 | Grid Battery pump | 0% | 0.009665% | 0.01104% | 0.01364% | 0.01484% | 0.01601% | 0.02096% | 0.03161% | 0.035% | 0.03708% | 0.04381% | 0.04618% | 0.05035% | 0.05512% | 0.05763% | 0.06838% | 0.07888% | 0.09285% | 0.09349% | 0.1155% | 0.1368% | 0.1315% | 0.1275% | 0.1422% | 0.1508% | 0.1875%
TAS1 | Pumped Hydro Pump | - | - | - | - | - | - | - | - | - | 32.85% | 36.69% | 35.09% | 35.26% | 36.25% | 34.03% | 36.8% | 34.63% | 35.59% | 32.56% | 37.33% | 37.75% | 38.44% | 33.63% | 30.71% | 35.35% | 30.29%
TAS1 | Coordinated CER storage pump | 2.525% | 5.375% | 5.484% | 6.237% | 5.837% | 6.854% | 8.371% | 8.764% | 8.162% | 8.144% | 7.989% | 7.246% | 7.813% | 7.76% | 7.214% | 7.904% | 7.724% | 8.309% | 7.314% | 7.495% | 8.222% | 7.788% | 6.724% | 6.232% | 6.607% | 6.326%

## Marinus_S1_Generation
Annual sent-out generation by technology (GWh) - Marinus_S1, Step Change scenario
Explicitly modelled generation
Region | Technology | 2024-25 | 2025-26 | 2026-27 | 2027-28 | 2028-29 | 2029-30 | 2030-31 | 2031-32 | 2032-33 | 2033-34 | 2034-35 | 2035-36 | 2036-37 | 2037-38 | 2038-39 | 2039-40 | 2040-41 | 2041-42 | 2042-43 | 2043-44 | 2044-45 | 2045-46 | 2046-47 | 2047-48 | 2048-49 | 2049-50
NEM | Black Coal | 79573.3145 | 62694.1825 | 54044.0252 | 48509.2481 | 36853.0078 | 27083.0683 | 23688.9257 | 18222.9368 | 17603.0601 | 11355.6084 | 9746.7704 | 6667.8071 | 6225.9612 | 6740.2647 | 0.0069026 | 0.0066503 | 0.002393 | 0.002063 | 0.002036 | 0.0021359 | 0.0020112 | 0.0017241 | 0.0017435 | 0.0017955 | 0.0016707 | 0.0015827
NEM | Brown Coal | 28215.4109 | 23427.2133 | 19914.5317 | 8282.9107 | 7605.2284 | 3173.3463 | 0.0024945 | 0.001429 | 0.0011923 | 0.00058855 | 0 | 0 | 0 | 0 | 0 | 0 | 0 | 0 | 0 | 0 | 0 | 0 | 0 | 0 | 0 | 0
NEM | CCGT | 2011.2157 | 2781.2173 | 4341.0481 | 8953.4457 | 7710.5483 | 9185.6958 | 9378.9586 | 8646.9738 | 8796.7644 | 8760.262 | 8559.0288 | 8076.2018 | 6315.6489 | 5539.9778 | 5710.5756 | 4998.5598 | 4697.3201 | 4060.1397 | 4489.618 | 3382.7981 | 2962.7191 | 1573.1408 | 1059.7751 | 968.3623 | 959.1682 | 986.8861
NEM | Gas - Steam | 37.0218 | 296.1974 | 2129.7888 | 1775.5226 | 2371.8352 | 1337.1526 | 1101.0549 | 1166.559 | 1070.6678 | 1122.4786 | 1148.2062 | 723.3701 | 692.6955 | 652.6707 | 793.9141 | 0 | 0 | 0 | 0 | 0 | 0 | 0 | 0 | 0 | 0 | 0
NEM | OCGT / Diesel | 105.8754 | 70.1687 | 278.1996 | 3272.7931 | 1750.1662 | 3815.2487 | 4150.7922 | 5995.9167 | 4638.9647 | 4633.695 | 7638.8845 | 6675.1265 | 7133.1652 | 7570.323 | 9948.4008 | 12892.8811 | 13118.6009 | 11071.08 | 8844.9681 | 14222.7749 | 10967.0736 | 11030.3155 | 10384.7606 | 10156.09 | 12218.1894 | 11427.0527
NEM | Hydro | 14427.8554 | 18040.1449 | 17047.0179 | 15122.6872 | 17486.8945 | 17856.5474 | 14755.7507 | 15140.0739 | 14275.0631 | 15337.2429 | 17018.1175 | 16282.4318 | 14219.5238 | 17807.9449 | 15640.9258 | 14223.5211 | 13622.247 | 13247.3183 | 14412.477 | 15203.809 | 14463.0709 | 13296.3852 | 16815.3651 | 14536.0472 | 13620.1281 | 12586.1312
NEM | Hydrogen Turbine | 0 | 4.3115e-05 | 11.0876 | 7.5883 | 40.1427 | 0.61931 | 0.25656 | 6.6357e-05 | 10.6707 | 2.5756 | 6.8586 | 16.6641 | 8.6663 | 10.6242 | 0.00013643 | 32.568 | 15.3081 | 77.7224 | 23.3204 | 191.9239 | 229.3675 | 498.2336 | 819.4884 | 831.1213 | 887.6843 | 889.8994
NEM | Wind | 32549.2949 | 52792.9791 | 67939.7929 | 81199.1257 | 100351.8818 | 112897.7827 | 125067.8321 | 134188.2542 | 142965.0234 | 152878.6705 | 156715.982 | 167287.1298 | 177508.877 | 178456.612 | 178226.9248 | 178941.1126 | 179262.5137 | 177406.9068 | 176072.5082 | 173466.8103 | 179607.0142 | 180806.7639 | 185046.7743 | 184405.4186 | 182413.0382 | 183837.6097
NEM | Solar PV | 21555.3089 | 22124.5619 | 22139.1851 | 25229.4007 | 24382.8499 | 32375.481 | 38631.0988 | 41774.6116 | 45040.4893 | 49066.2818 | 48548.4586 | 51238.8912 | 51800.9783 | 54433.8701 | 64800.8083 | 70704.603 | 75691.2098 | 88176.8702 | 97031.1318 | 98884.4214 | 102449.6614 | 106961.1781 | 101563.3575 | 106399.2187 | 111734.3458 | 114342.3322
NEM | Grid Battery | 678.2238 | 1049.4373 | 1365.6 | 2742.2374 | 2441.3986 | 2628.0322 | 2687.7524 | 2921.4252 | 3289.0156 | 3366.6888 | 3789.5592 | 4203.4552 | 4230.2824 | 4062.2236 | 4273.9735 | 5610.1356 | 5391.4328 | 10873.3909 | 13818.7291 | 13436.5262 | 13541.746 | 14347.0857 | 12154.5661 | 11234.4182 | 11999.175 | 11231.9967
NEM | Pumped Hydro | 928.3824 | 1445.1566 | 1560.5131 | 1405.9253 | 4959.2106 | 7000.5904 | 12877.7935 | 13784.6493 | 13912.7714 | 14475.8658 | 14624.8383 | 14520.5859 | 14603.9036 | 14130.7629 | 13843.0166 | 14045.2285 | 12518.8462 | 13709.3674 | 13375.5186 | 12899.0953 | 13266.885 | 13222.2799 | 12410.0558 | 11135.8135 | 10137.0266 | 9468.899
NEM | Coordinated CER storage | 349.7855 | 642.7031 | 1059.9822 | 1511.8703 | 1821.5562 | 2762.3564 | 3544.0382 | 4287.1217 | 5296.0401 | 6372.1454 | 7311.8205 | 8624.3474 | 9957.66 | 10302.3154 | 12369.6114 | 13670.2196 | 14532.0707 | 16694.7989 | 18213.561 | 19490.0601 | 21669.8354 | 23962.7074 | 23641.6266 | 25996.4569 | 27258.0798 | 27751.5115
Total excluding storage |  | 180431.6892 | 185363.9622 | 191830.7724 | 198012.7551 | 207774.7201 | 220115.921 | 235884.2562 | 246128.5236 | 256898.5319 | 267371.5154 | 275108.5244 | 284316.0108 | 292697.3623 | 299707.5893 | 305608.158 | 315118.836 | 318849.5517 | 335317.5966 | 346281.8341 | 351178.2213 | 359157.3751 | 365698.0917 | 363895.7711 | 365662.9486 | 371226.8369 | 372522.32
Region | Technology | 2024-25 | 2025-26 | 2026-27 | 2027-28 | 2028-29 | 2029-30 | 2030-31 | 2031-32 | 2032-33 | 2033-34 | 2034-35 | 2035-36 | 2036-37 | 2037-38 | 2038-39 | 2039-40 | 2040-41 | 2041-42 | 2042-43 | 2043-44 | 2044-45 | 2045-46 | 2046-47 | 2047-48 | 2048-49 | 2049-50
NSW1 | Black Coal | 39997.3932 | 26981.7761 | 22769.1484 | 23858.1779 | 15703.6872 | 8458.5729 | 8579.1745 | 7590.2154 | 7935.0744 | 7514.7762 | 6081.2598 | 3077.4421 | 3034.1258 | 3180.5654 | 0.0024108 | 0.0023611 | 0 | 0 | 0 | 0 | 0 | 0 | 0 | 0 | 0 | 0
NSW1 | Brown Coal | 0 | 0 | 0 | 0 | 0 | 0 | 0 | 0 | 0 | 0 | 0 | 0 | 0 | 0 | 0 | 0 | 0 | 0 | 0 | 0 | 0 | 0 | 0 | 0 | 0 | 0
NSW1 | CCGT | 27.1282 | 343.2882 | 1662.9944 | 2133.6225 | 1838.0281 | 2188.9029 | 2210.9805 | 1553.2674 | 1872.9347 | 1857.9645 | 1742.2415 | 1618.3253 | 1247.5505 | 1601.4799 | 1493.2795 | 1476.5749 | 1432.3022 | 1030.9748 | 1491.1252 | 0.0013087 | 0.0012629 | 0.0012754 | 0.0012783 | 0.0012762 | 0.00126 | 0.0012539
NSW1 | Gas - Steam | 0 | 0 | 0 | 0 | 0 | 0 | 0 | 0 | 0 | 0 | 0 | 0 | 0 | 0 | 0 | 0 | 0 | 0 | 0 | 0 | 0 | 0 | 0 | 0 | 0 | 0
NSW1 | OCGT / Diesel | 5.2603 | 61.2894 | 76.4952 | 787.3527 | 321.8965 | 1719.3402 | 1510.3561 | 2551.8086 | 1561.5514 | 1408.0193 | 2562.9555 | 2018.2928 | 1944.2032 | 1550.327 | 2987.034 | 3257.2612 | 3901.4686 | 2811.9811 | 2274.9393 | 3977.4954 | 2625.2637 | 2371.0848 | 2107.7289 | 2765.6741 | 2269.6219 | 2443.3275
NSW1 | Hydro | 2930.8298 | 3325.5687 | 3466.9928 | 2785.0234 | 3740.4748 | 3237.0285 | 2741.6461 | 2843.6045 | 2706.2927 | 3145.011 | 3390.644 | 3161.9595 | 2627.9503 | 3841.724 | 3178.735 | 2843.5898 | 2688.3371 | 2693.4283 | 3025.1942 | 3186.6189 | 2956.3395 | 2459.1277 | 3694.8751 | 2915.7249 | 2475.7634 | 2391.7702
NSW1 | Hydrogen Turbine | 0 | 0 | 0 | 0 | 0 | 0 | 0 | 0 | 0 | 0 | 0 | 0 | 0 | 0 | 0 | 0 | 0 | 0 | 0 | 0 | 0 | 0 | 0 | 0 | 0 | 0
NSW1 | Wind | 7799.1496 | 20026.897 | 22061.2919 | 24089.4426 | 32965.3591 | 33162.3737 | 36962.9177 | 37749.1194 | 42100.4139 | 41409.8909 | 42929.7186 | 45045.3496 | 47341.6629 | 46842.676 | 42134.9114 | 43523.1885 | 42242.7441 | 44060.1176 | 43900.1308 | 41696.0452 | 43985.4235 | 46512.526 | 46596.8488 | 42921.8263 | 43517.4211 | 42305.5073
NSW1 | Solar PV | 9729.1195 | 10563.5974 | 11118.0547 | 11512.1712 | 12293.3897 | 18620.4641 | 20707.1984 | 21245.4853 | 21053.6218 | 22691.0989 | 21764.0719 | 23123.5133 | 23017.8951 | 25730.0245 | 30268.7721 | 32840.8227 | 31471.7389 | 33889.2949 | 34795.0821 | 35458.5657 | 38331.6172 | 38742.2434 | 38725.5626 | 39659.6032 | 44568.4157 | 44137.4381
NSW1 | Grid Battery | 158.7105 | 301.2688 | 316.4242 | 1037.1224 | 920.3156 | 1011.7208 | 1019.0363 | 1000.1157 | 995.9244 | 991.0675 | 944.4621 | 971.754 | 951.0392 | 861.433 | 929.0585 | 935.2919 | 887.9453 | 1330.2249 | 1475.0594 | 1391.3886 | 1515.1644 | 1546.2586 | 1368.6412 | 774.6123 | 1536.8243 | 1388.4505
NSW1 | Pumped Hydro | 232.5644 | 334.7519 | 385.5304 | 319.2233 | 3392.3074 | 5305.7598 | 7397.3289 | 7776.8502 | 8017.6511 | 8017.81 | 8273.898 | 8402.654 | 8408.1394 | 8440.2754 | 7525.3532 | 7977.778 | 6695.0989 | 7770.9103 | 7499.9633 | 7027.7159 | 7285.0891 | 7244.704 | 7227.3797 | 6233.1405 | 5677.9274 | 5298.5458
NSW1 | Coordinated CER storage | 118.5327 | 230.501 | 387.9365 | 577.3776 | 715.4085 | 1082.1067 | 1405.1353 | 1706.0928 | 2098.652 | 2521.8567 | 2862.0314 | 3457.7069 | 3932.3478 | 4110.3146 | 5049.3788 | 5581.9959 | 5871.6418 | 6692.4438 | 7137.502 | 7543.3113 | 8540.2063 | 9327.7925 | 9393.012 | 10281.0306 | 10759.9987 | 10889.3935
Total excluding storage |  | 60998.6881 | 62168.9385 | 62244.8684 | 67099.5136 | 71890.8667 | 74786.2696 | 82533.7738 | 84016.5593 | 88342.1164 | 89557.4951 | 90551.2827 | 90876.9975 | 92504.9143 | 96158.8196 | 93566.5249 | 98436.5053 | 95191.277 | 100279.3756 | 101598.9963 | 100281.1422 | 105239.105 | 108203.7382 | 109114.0497 | 105551.6131 | 110805.9738 | 108854.4341
Region | Technology | 2024-25 | 2025-26 | 2026-27 | 2027-28 | 2028-29 | 2029-30 | 2030-31 | 2031-32 | 2032-33 | 2033-34 | 2034-35 | 2035-36 | 2036-37 | 2037-38 | 2038-39 | 2039-40 | 2040-41 | 2041-42 | 2042-43 | 2043-44 | 2044-45 | 2045-46 | 2046-47 | 2047-48 | 2048-49 | 2049-50
QLD1 | Black Coal | 39575.9213 | 35712.4064 | 31274.8768 | 24651.0702 | 21149.3206 | 18624.4954 | 15109.7512 | 10632.7214 | 9667.9857 | 3840.8322 | 3665.5106 | 3590.365 | 3191.8353 | 3559.6993 | 0.0044918 | 0.0042893 | 0.002393 | 0.002063 | 0.002036 | 0.0021359 | 0.0020112 | 0.0017241 | 0.0017435 | 0.0017955 | 0.0016707 | 0.0015827
QLD1 | Brown Coal | 0 | 0 | 0 | 0 | 0 | 0 | 0 | 0 | 0 | 0 | 0 | 0 | 0 | 0 | 0 | 0 | 0 | 0 | 0 | 0 | 0 | 0 | 0 | 0 | 0 | 0
QLD1 | CCGT | 956.8395 | 894.5994 | 1068.2789 | 4674.4132 | 3911.5563 | 5037.5902 | 4907.0668 | 5332.2339 | 4944.5515 | 4865.8188 | 4990.8957 | 4911.0388 | 3682.2566 | 3938.4961 | 4217.2942 | 3521.9831 | 3265.0162 | 3029.1631 | 2998.491 | 3382.7951 | 2962.7162 | 1573.1379 | 1059.7721 | 968.3593 | 959.1652 | 986.8831
QLD1 | Gas - Steam | 0 | 0 | 0 | 0 | 0 | 0 | 0 | 0 | 0 | 0 | 0 | 0 | 0 | 0 | 0 | 0 | 0 | 0 | 0 | 0 | 0 | 0 | 0 | 0 | 0 | 0
QLD1 | OCGT / Diesel | 0.00017391 | 0.00024714 | 1.4866 | 235.2018 | 58.8445 | 399.9856 | 375.7473 | 916.2983 | 571.0655 | 793.9165 | 1461.0827 | 1908.9041 | 2609.3236 | 2203.6628 | 3143.0725 | 4089.1768 | 4692.8997 | 2496.5378 | 2666.25 | 3403.1897 | 3515.3532 | 4301.5992 | 3658.0283 | 3745.4664 | 4972.884 | 4984.6878
QLD1 | Hydro | 703.314 | 659.0245 | 669.4339 | 691.4996 | 684.9202 | 694.011 | 634.9067 | 691.5671 | 684.1662 | 687.25 | 686.7558 | 681.798 | 683.6855 | 223.1904 | 211.554 | 180.4196 | 173.1685 | 203.2822 | 0 | 0 | 0 | 0 | 0 | 0 | 0 | 0
QLD1 | Hydrogen Turbine | 0 | 0 | 1.109 | 4.0896 | 38.22 | 0.61928 | 0.25654 | 3.9749e-05 | 5.358 | 2.5756 | 0.54376 | 7.1791 | 4.1396 | 6.1071 | 6.8226e-05 | 18.2063 | 5.0933 | 11.2291 | 0.00015937 | 69.6924 | 113.68 | 245.4367 | 470.2308 | 415.5738 | 423.0011 | 453.3542
QLD1 | Wind | 5534.081 | 10386.6208 | 17322.5712 | 18511.8055 | 25860.4949 | 28865.4871 | 32064.9703 | 33630.9353 | 39329.2889 | 47415.7943 | 47910.9752 | 49050.8548 | 51732.3382 | 55178.9887 | 54673.9223 | 55806.294 | 52825.1391 | 55421.9966 | 52359.5075 | 52324.2626 | 52251.99 | 51298.2089 | 58002.025 | 57233.3547 | 58040.2321 | 55973.4825
QLD1 | Solar PV | 8390.3429 | 7506.5418 | 6633.1368 | 8484.1476 | 7077.9165 | 8320.9079 | 12283.3589 | 15066.7838 | 15424.9026 | 17900.1746 | 18644.3897 | 19778.1024 | 20294.4343 | 19523.8419 | 24743.0259 | 26973.4916 | 33068.3427 | 37292.6155 | 44670.8013 | 45417.3369 | 45802.7749 | 49286.1608 | 43960.7896 | 47607.1609 | 47155.9489 | 51378.1084
QLD1 | Grid Battery | 166.062 | 160.1237 | 169.8706 | 170.4706 | 156.0385 | 167.8418 | 160.5398 | 164.0993 | 168.187 | 166.6609 | 160.5285 | 547.5406 | 566.5538 | 841.4191 | 931.6603 | 2243.207 | 2278.2579 | 5742.56 | 8388.1071 | 8172.8708 | 8079.725 | 8702.3316 | 7215.0964 | 7467.2902 | 7442.1743 | 7222.8828
QLD1 | Pumped Hydro | 695.818 | 1110.4047 | 1174.9827 | 1086.7021 | 908.031 | 1018.8923 | 4774.5095 | 5296.3413 | 5181.2291 | 5660.3067 | 5502.2001 | 5309.084 | 5346.8541 | 4875.5359 | 5533.5005 | 5237.4052 | 5085.9776 | 4963.1843 | 4954.3772 | 4880.2894 | 4964.6637 | 4950.7941 | 4280.57 | 4128.5748 | 3629.4357 | 3456.1603
QLD1 | Coordinated CER storage | 65.7486 | 137.0283 | 229.3343 | 343.427 | 442.9874 | 707.8827 | 902.1811 | 1152.3768 | 1450.3222 | 1746.46 | 2014.8842 | 2325.3971 | 2718.153 | 2865.4131 | 3440.1092 | 3733.404 | 4167.8387 | 4647.6511 | 5279.6871 | 5645.6713 | 6142.3183 | 6781.8601 | 6847.6972 | 7604.4727 | 7803.558 | 8405.6125
Total excluding storage |  | 56088.1275 | 56566.7499 | 58545.0809 | 58852.8272 | 60288.3299 | 63837.7132 | 71213.2884 | 72883.3572 | 77427.0567 | 83079.7896 | 85037.7661 | 88110.2639 | 90829.574 | 93216.3544 | 96894.1435 | 101803.5918 | 105561.736 | 113808.2217 | 121317.2235 | 123296.1103 | 123833.2233 | 127139.5311 | 125494.2111 | 129170.2546 | 130426.401 | 132861.1732
Region | Technology | 2024-25 | 2025-26 | 2026-27 | 2027-28 | 2028-29 | 2029-30 | 2030-31 | 2031-32 | 2032-33 | 2033-34 | 2034-35 | 2035-36 | 2036-37 | 2037-38 | 2038-39 | 2039-40 | 2040-41 | 2041-42 | 2042-43 | 2043-44 | 2044-45 | 2045-46 | 2046-47 | 2047-48 | 2048-49 | 2049-50
VIC1 | Black Coal | 0 | 0 | 0 | 0 | 0 | 0 | 0 | 0 | 0 | 0 | 0 | 0 | 0 | 0 | 0 | 0 | 0 | 0 | 0 | 0 | 0 | 0 | 0 | 0 | 0 | 0
VIC1 | Brown Coal | 28215.4109 | 23427.2133 | 19914.5317 | 8282.9107 | 7605.2284 | 3173.3463 | 0.0024945 | 0.001429 | 0.0011923 | 0.00058855 | 0 | 0 | 0 | 0 | 0 | 0 | 0 | 0 | 0 | 0 | 0 | 0 | 0 | 0 | 0 | 0
VIC1 | CCGT | 0 | 0 | 0 | 0 | 0 | 0 | 0 | 0 | 0 | 0 | 0 | 0 | 0 | 0 | 0 | 0 | 0 | 0 | 0 | 0 | 0 | 0 | 0 | 0 | 0 | 0
VIC1 | Gas - Steam | 5.8312 | 38.4503 | 2129.7888 | 1775.5226 | 2371.8352 | 1337.1526 | 1101.0549 | 1166.559 | 1070.6678 | 1122.4786 | 1148.2062 | 723.3701 | 692.6955 | 652.6707 | 793.9141 | 0 | 0 | 0 | 0 | 0 | 0 | 0 | 0 | 0 | 0 | 0
VIC1 | OCGT / Diesel | 1.6072 | 0.00029971 | 21.6725 | 997.339 | 566.9625 | 611.7349 | 1070.0187 | 1301.9465 | 1273.7102 | 1157.6114 | 1952.4466 | 1397.754 | 1297.5379 | 1489.1422 | 1226.0973 | 2432.7097 | 1841.6896 | 2895.9203 | 1543.107 | 3684.3425 | 2950.0358 | 2719.0224 | 3095.0715 | 2168.4189 | 3389.102 | 2626.9122
VIC1 | Hydro | 3356.4779 | 3457.7442 | 3271.796 | 2740.0247 | 4104.6335 | 3428.8877 | 2967.7088 | 2969.4095 | 2704.587 | 3291.7157 | 3407.5742 | 3244.4364 | 2713.8972 | 4090.6748 | 3419.2521 | 2963.1691 | 2954.8643 | 2700.1802 | 3289.3301 | 3414.9795 | 3234.2608 | 2722.386 | 4081.4048 | 3427.1638 | 2955.1731 | 2953.9831
VIC1 | Hydrogen Turbine | 0 | 0 | 0 | 0 | 0 | 0 | 0 | 0 | 0 | 0 | 0 | 0 | 0 | 0 | 0 | 0 | 0 | 0 | 0 | 0 | 0 | 0 | 0 | 0 | 0 | 0
VIC1 | Wind | 10964.2017 | 13451.292 | 15326.8599 | 23845.138 | 24779.998 | 30602.2051 | 31536.2954 | 36605.9464 | 35538.4676 | 38385.3119 | 40539.1612 | 45871.6829 | 49754.6197 | 49098.6532 | 53724.4336 | 53730.5959 | 56831.3796 | 51881.5923 | 54271.397 | 54221.5799 | 56622.8893 | 56343.6451 | 53207.125 | 55952.3737 | 53133.4533 | 55964.2537
VIC1 | Solar PV | 2183.8531 | 2411.837 | 2378.3177 | 2770.7296 | 2656.8732 | 3035.6461 | 3205.3121 | 3112.9362 | 6240.0057 | 6172.8642 | 5856.3971 | 6071.9628 | 6163.2929 | 5653.1468 | 6010.627 | 6838.9942 | 6464.1812 | 9441.1434 | 9400.7181 | 9199.5872 | 9785.871 | 10028.3126 | 9602.1553 | 9896.7 | 10776.3947 | 10009.4685
VIC1 | Grid Battery | 143.3486 | 403.3844 | 673.277 | 1328.0609 | 1176.3125 | 1254.9419 | 1321.0172 | 1582.4167 | 1947.1093 | 2029.604 | 2528.4049 | 2509.4167 | 2520.2784 | 2176.4152 | 2231.6777 | 2242.2202 | 2052.7681 | 2176.2124 | 2161.502 | 2097.7412 | 2199.0671 | 2240.6065 | 1965.3055 | 1488.9802 | 1449.0844 | 1295.2219
VIC1 | Pumped Hydro | 0 | 0 | 0 | 0 | 658.869 | 675.9347 | 705.927 | 711.4304 | 713.8212 | 672.4386 | 707.8354 | 673.5111 | 716.0644 | 673.6359 | 655.1809 | 686.9098 | 607.3612 | 665.8874 | 643.9408 | 664.0307 | 689.0735 | 700.4693 | 604.8638 | 514.6026 | 517.5553 | 452.1054
VIC1 | Coordinated CER storage | 84.2284 | 171.4783 | 287.6408 | 386.0171 | 420.5414 | 629.523 | 805.6335 | 924.4952 | 1129.5966 | 1367.8774 | 1610.2337 | 1908.9804 | 2239.4585 | 2175.4649 | 2577.9782 | 2872.2421 | 2969.6815 | 3543.0599 | 3840.3841 | 4205.326 | 4703.0482 | 5294.2017 | 4846.3369 | 5424.9182 | 5820.9025 | 5663.1982
Total excluding storage |  | 44954.9589 | 43361.3997 | 44003.8843 | 42125.7426 | 44341.2539 | 44749.3722 | 42712.9701 | 48375.1411 | 50617.9667 | 54199.9025 | 57750.2593 | 62401.1145 | 66097.8446 | 66009.8037 | 70639.1608 | 71766.841 | 73721.9255 | 73303.996 | 75150.3791 | 77487.5869 | 80184.2457 | 80048.6437 | 77402.2627 | 78873.1574 | 78041.6653 | 78965.1431
Region | Technology | 2024-25 | 2025-26 | 2026-27 | 2027-28 | 2028-29 | 2029-30 | 2030-31 | 2031-32 | 2032-33 | 2033-34 | 2034-35 | 2035-36 | 2036-37 | 2037-38 | 2038-39 | 2039-40 | 2040-41 | 2041-42 | 2042-43 | 2043-44 | 2044-45 | 2045-46 | 2046-47 | 2047-48 | 2048-49 | 2049-50
SA1 | Black Coal | 0 | 0 | 0 | 0 | 0 | 0 | 0 | 0 | 0 | 0 | 0 | 0 | 0 | 0 | 0 | 0 | 0 | 0 | 0 | 0 | 0 | 0 | 0 | 0 | 0 | 0
SA1 | Brown Coal | 0 | 0 | 0 | 0 | 0 | 0 | 0 | 0 | 0 | 0 | 0 | 0 | 0 | 0 | 0 | 0 | 0 | 0 | 0 | 0 | 0 | 0 | 0 | 0 | 0 | 0
SA1 | CCGT | 1027.248 | 1543.3297 | 1609.7747 | 2145.4097 | 1960.9637 | 1959.2023 | 2260.9108 | 1761.472 | 1979.2777 | 2036.4781 | 1825.8911 | 1546.8372 | 1385.8412 | 0.0012857 | 0.0012584 | 0.0012427 | 0.0012132 | 0.0012158 | 0.00124 | 0.0012193 | 0.0011666 | 0.0011744 | 0.0011957 | 0.0011821 | 0.0011745 | 0.0011555
SA1 | Gas - Steam | 31.1906 | 257.747 | 0 | 0 | 0 | 0 | 0 | 0 | 0 | 0 | 0 | 0 | 0 | 0 | 0 | 0 | 0 | 0 | 0 | 0 | 0 | 0 | 0 | 0 | 0 | 0
SA1 | OCGT / Diesel | 99.0076 | 8.8786 | 178.5451 | 1252.215 | 800.2276 | 1083.0906 | 1157.144 | 1208.4561 | 1203.4803 | 1233.4287 | 1583.7832 | 1321.3266 | 1265.5815 | 2299.1716 | 2581.6627 | 3055.5652 | 2679.7919 | 2849.8918 | 2357.6584 | 3155.1528 | 1864.9049 | 1633.2947 | 1522.3727 | 1474.2341 | 1585.0964 | 1371.0773
SA1 | Hydro | 0 | 0 | 0 | 0 | 0 | 0 | 0 | 0 | 0 | 0 | 0 | 0 | 0 | 0 | 0 | 0 | 0 | 0 | 0 | 0 | 0 | 0 | 0 | 0 | 0 | 0
SA1 | Hydrogen Turbine | 0 | 4.3115e-05 | 9.9786 | 3.4988 | 1.9227 | 2.5676e-05 | 2.6366e-05 | 2.6608e-05 | 5.3127 | 3.5136e-05 | 6.3148 | 9.485 | 4.5267 | 4.5172 | 6.8201e-05 | 14.3617 | 10.2148 | 66.4932 | 23.3202 | 122.2315 | 115.6875 | 252.7969 | 349.2576 | 415.5475 | 464.6832 | 436.5452
SA1 | Wind | 6444.4486 | 6743.2727 | 9908.0102 | 9910.3212 | 11113.0534 | 13795.0566 | 13921.7726 | 14812.4757 | 14695.0638 | 14686.1654 | 13879.5157 | 15832.2522 | 16538.2227 | 15821.2301 | 16029.1102 | 15052.4372 | 15877.6905 | 14619.1107 | 14627.3751 | 13622.4958 | 15337.9685 | 14702.7919 | 15864.5579 | 16763.4008 | 16914.3551 | 18117.7912
SA1 | Solar PV | 1251.9934 | 1642.5854 | 2009.6755 | 2462.3519 | 2354.6701 | 2398.4624 | 2435.2288 | 2349.4059 | 2321.9584 | 2302.1432 | 2283.5992 | 2265.3119 | 2325.3552 | 3526.8563 | 3778.3824 | 4051.2928 | 4686.9453 | 7553.8145 | 8164.5281 | 8808.9298 | 8529.3964 | 8904.4595 | 9274.8483 | 9235.7529 | 9233.5838 | 8817.3145
SA1 | Grid Battery | 210.1027 | 184.659 | 206.0266 | 206.5815 | 188.7297 | 193.5254 | 187.1559 | 174.7888 | 177.7896 | 179.3509 | 156.1572 | 174.7371 | 192.4037 | 182.9481 | 181.5685 | 189.4064 | 172.4498 | 1624.3799 | 1794.0469 | 1774.5086 | 1747.7694 | 1857.8695 | 1605.5041 | 1503.5146 | 1571.0697 | 1325.4138
SA1 | Pumped Hydro | 0 | 0 | 0 | 0 | 0.00093139 | 0.00098843 | 0.0011224 | 0.0011954 | 0.0019581 | 0.0019368 | 0.0020297 | 0.0024575 | 0.0027049 | 0.0027224 | 0.0028107 | 0.0029075 | 0.0030115 | 0.0033344 | 0.0037381 | 0.0038626 | 0.0048624 | 0.0048671 | 0.0046271 | 0.0047406 | 0.0048054 | 0.0049444
SA1 | Coordinated CER storage | 80.712 | 101.1736 | 150.4921 | 196.7269 | 230.847 | 321.7159 | 396.4719 | 457.3159 | 561.6752 | 665.8978 | 740.5701 | 838.9896 | 949.9428 | 1013.002 | 1152.898 | 1296.1099 | 1319.1562 | 1566.8782 | 1718.927 | 1827.0437 | 1959.0241 | 2224.6751 | 2238.6687 | 2372.9166 | 2511.9889 | 2424.8815
Total excluding storage |  | 9144.7029 | 10481.646 | 14072.5029 | 16177.1049 | 16650.4152 | 19751.0542 | 20358.6852 | 20763.9156 | 20944.5597 | 21103.4661 | 20475.8334 | 21988.942 | 22661.8766 | 22847.7292 | 23723.6259 | 23659.1772 | 24746.2528 | 28280.5729 | 28685.8606 | 29310.3672 | 29554.7568 | 29575.8937 | 30855.2152 | 31765.3724 | 32280.783 | 32493.0295
Region | Technology | 2024-25 | 2025-26 | 2026-27 | 2027-28 | 2028-29 | 2029-30 | 2030-31 | 2031-32 | 2032-33 | 2033-34 | 2034-35 | 2035-36 | 2036-37 | 2037-38 | 2038-39 | 2039-40 | 2040-41 | 2041-42 | 2042-43 | 2043-44 | 2044-45 | 2045-46 | 2046-47 | 2047-48 | 2048-49 | 2049-50
TAS1 | Black Coal | 0 | 0 | 0 | 0 | 0 | 0 | 0 | 0 | 0 | 0 | 0 | 0 | 0 | 0 | 0 | 0 | 0 | 0 | 0 | 0 | 0 | 0 | 0 | 0 | 0 | 0
TAS1 | Brown Coal | 0 | 0 | 0 | 0 | 0 | 0 | 0 | 0 | 0 | 0 | 0 | 0 | 0 | 0 | 0 | 0 | 0 | 0 | 0 | 0 | 0 | 0 | 0 | 0 | 0 | 0
TAS1 | CCGT | 0 | 0 | 0.00013676 | 0.00022971 | 0.00022035 | 0.00040165 | 0.00055247 | 0.00053018 | 0.00057137 | 0.00057726 | 0.00054243 | 0.00054006 | 0.0005357 | 0.00054239 | 0.0005351 | 0.00054128 | 0.00053031 | 0.00053464 | 0.00053645 | 0.00051292 | 0.00050215 | 0.00049385 | 0.00052356 | 0.00050182 | 0.00053634 | 0.00055051
TAS1 | Gas - Steam | 0 | 0 | 0 | 0 | 0 | 0 | 0 | 0 | 0 | 0 | 0 | 0 | 0 | 0 | 0 | 0 | 0 | 0 | 0 | 0 | 0 | 0 | 0 | 0 | 0 | 0
TAS1 | OCGT / Diesel | 0.00010856 | 0.00011922 | 0.00013717 | 0.68448 | 2.2351 | 1.0973 | 37.5259 | 17.4072 | 29.1573 | 40.719 | 78.6165 | 28.849 | 16.519 | 28.0193 | 10.5343 | 58.1683 | 2.751 | 16.749 | 3.0134 | 2.5946 | 11.5159 | 5.3143 | 1.5591 | 2.2965 | 1.4852 | 1.0479
TAS1 | Hydro | 7437.2337 | 10597.8075 | 9638.7952 | 8906.1396 | 8956.866 | 10496.6203 | 8411.4891 | 8635.4928 | 8180.0173 | 8213.2663 | 9533.1435 | 9194.2378 | 8193.9907 | 9652.3558 | 8831.3848 | 8236.3427 | 7805.8772 | 7650.4277 | 8097.9527 | 8602.2107 | 8272.4706 | 8114.8715 | 9039.0852 | 8193.1585 | 8189.1916 | 7240.3779
TAS1 | Hydrogen Turbine | 0 | 0 | 0 | 0 | 0 | 0 | 0 | 0 | 0 | 0 | 0 | 0 | 0 | 0 | 0 | 0 | 0 | 0 | 0 | 0 | 0 | 0 | 0 | 0 | 0 | 0
TAS1 | Wind | 1807.4141 | 2184.8967 | 3321.0597 | 4842.4185 | 5632.9765 | 6472.6602 | 10581.8761 | 11389.7774 | 11301.7892 | 10981.508 | 11456.6114 | 11486.9902 | 12142.0334 | 11515.0641 | 11664.5473 | 10828.5969 | 11485.5604 | 11424.0896 | 10914.0977 | 11602.4269 | 11408.7428 | 11949.5919 | 11376.2175 | 11534.4631 | 10807.5765 | 11476.575
TAS1 | Solar PV | 0 | 0.00035133 | 0.00036702 | 0.00036417 | 0.00034893 | 0.00047025 | 0.00050995 | 0.00046771 | 0.00073756 | 0.00080997 | 0.00074711 | 0.00077804 | 0.00076974 | 0.00068953 | 0.00091272 | 0.0017351 | 0.0016594 | 0.0018647 | 0.0020916 | 0.0018252 | 0.0018344 | 0.0018279 | 0.0016934 | 0.0017028 | 0.0027855 | 0.0026319
TAS1 | Grid Battery | 0 | 0.0014245 | 0.0016277 | 0.00201 | 0.00219 | 0.0023597 | 0.0030927 | 0.0046601 | 0.005163 | 0.0054715 | 0.006461 | 0.0068213 | 0.0074224 | 0.008144 | 0.0085032 | 0.010101 | 0.011644 | 0.013719 | 0.01381 | 0.017065 | 0.020242 | 0.01943 | 0.018867 | 0.021018 | 0.022337 | 0.027754
TAS1 | Pumped Hydro | 0 | 0 | 0 | 0 | 0.0021815 | 0.0026696 | 0.027046 | 0.02629 | 0.068161 | 125.3085 | 140.9028 | 135.3343 | 132.843 | 141.3129 | 128.9792 | 143.1326 | 130.4055 | 309.3821 | 277.2336 | 327.0554 | 328.0539 | 326.3076 | 297.2377 | 259.4909 | 312.1033 | 262.0826
TAS1 | Coordinated CER storage | 0.56397 | 2.522 | 4.5787 | 8.3217 | 11.7719 | 21.1281 | 34.6163 | 46.8409 | 55.7941 | 70.0535 | 84.1011 | 93.2733 | 117.7579 | 138.1208 | 149.2473 | 186.4677 | 203.7525 | 244.7659 | 237.0608 | 268.7078 | 325.2385 | 334.178 | 315.9118 | 313.1188 | 361.6317 | 368.4258
Total excluding storage |  | 9245.2119 | 12785.2281 | 12964.4359 | 13757.5669 | 14603.8544 | 16991.5118 | 19065.5386 | 20089.5503 | 19566.8325 | 19430.8621 | 21293.383 | 20938.6929 | 20603.1527 | 21474.8823 | 20784.7028 | 19452.7206 | 19628.3604 | 19645.4304 | 19529.3746 | 20803.0147 | 20346.0443 | 20730.285 | 21030.0324 | 20302.5511 | 19672.0139 | 19348.5401
Explicitly modelled pumping
Region | Technology | 2024-25 | 2025-26 | 2026-27 | 2027-28 | 2028-29 | 2029-30 | 2030-31 | 2031-32 | 2032-33 | 2033-34 | 2034-35 | 2035-36 | 2036-37 | 2037-38 | 2038-39 | 2039-40 | 2040-41 | 2041-42 | 2042-43 | 2043-44 | 2044-45 | 2045-46 | 2046-47 | 2047-48 | 2048-49 | 2049-50
NEM | Grid Battery pump | 802.7777 | 1239.7976 | 1608.9677 | 3261.2143 | 2886.1697 | 3117.7082 | 3188.3603 | 3465.6532 | 3895.536 | 3985.6252 | 4494.1855 | 4983.3734 | 5020.069 | 4834.7821 | 5085.9034 | 6678.4746 | 6455.3241 | 13022.8316 | 16599.0243 | 16105.3876 | 16246.9338 | 17242.3966 | 14572.7513 | 13483.6092 | 14398.6443 | 13485.3443
NEM | Pumped Hydro Pump | 2340.0234 | 3391.8565 | 3890.2171 | 3572.3034 | 7645.3544 | 10623.0807 | 18509.1616 | 19859.5911 | 19490.1457 | 20827.1892 | 20452.4615 | 20660.7854 | 20860.943 | 20124.0138 | 19424.2881 | 19573.9253 | 18147.6095 | 19172.4711 | 19281.8064 | 17793.0375 | 18746.4595 | 18886.3017 | 17454.255 | 15298.439 | 14398.0901 | 13088.9732
NEM | Coordinated CER storage pump | 411.2831 | 756.5636 | 1245.6934 | 1783.0778 | 2138.6005 | 3250.8687 | 4168.7157 | 5048.4341 | 6228.9255 | 7496.5313 | 8608.9938 | 10140.2498 | 11711.7386 | 12145.4118 | 14547.9369 | 16061.2219 | 17148.6815 | 19598.5752 | 21452.8252 | 22904.8012 | 25490.6867 | 28257.1153 | 27757.6948 | 30628.2712 | 32013.6428 | 32642.6499
Region | Technology | 2024-25 | 2025-26 | 2026-27 | 2027-28 | 2028-29 | 2029-30 | 2030-31 | 2031-32 | 2032-33 | 2033-34 | 2034-35 | 2035-36 | 2036-37 | 2037-38 | 2038-39 | 2039-40 | 2040-41 | 2041-42 | 2042-43 | 2043-44 | 2044-45 | 2045-46 | 2046-47 | 2047-48 | 2048-49 | 2049-50
NSW1 | Grid Battery pump | 186.8962 | 353.9562 | 372.6402 | 1244.5435 | 1097.3148 | 1210.5725 | 1219.9673 | 1197.0283 | 1190.9601 | 1186.0408 | 1132.4206 | 1160.2567 | 1138.2082 | 1034.3643 | 1109.083 | 1118.3142 | 1066.0966 | 1592.2681 | 1770.5524 | 1667.8422 | 1817.8387 | 1861.3568 | 1635.8178 | 928.014 | 1843.6361 | 1664.4378
NSW1 | Pumped Hydro Pump | 1348.8557 | 1848.1419 | 2265.2888 | 2058.8978 | 5521.8335 | 8310.0512 | 11237.3585 | 11845.6106 | 11714.0136 | 12281.4942 | 12044.2025 | 12563.2529 | 12641.5398 | 12561.9227 | 11125.481 | 11552.4407 | 10374.9036 | 11335.2079 | 11500.1527 | 10088.6727 | 10826.5142 | 10931.3305 | 10653.4546 | 8828.9025 | 8464.109 | 7638.919
NSW1 | Coordinated CER storage pump | 139.4502 | 270.7853 | 456.3958 | 681.0819 | 839.8429 | 1273.0667 | 1653.397 | 2006.985 | 2468.9356 | 2966.9857 | 3375.2526 | 4059.5907 | 4626.2915 | 4851.2604 | 5929.4677 | 6562.4359 | 6929.363 | 7852.5697 | 8398.3097 | 8873.1922 | 10046.6885 | 11006.7025 | 11017.772 | 12116.6366 | 12641.7986 | 12806.7666
Region | Technology | 2024-25 | 2025-26 | 2026-27 | 2027-28 | 2028-29 | 2029-30 | 2030-31 | 2031-32 | 2032-33 | 2033-34 | 2034-35 | 2035-36 | 2036-37 | 2037-38 | 2038-39 | 2039-40 | 2040-41 | 2041-42 | 2042-43 | 2043-44 | 2044-45 | 2045-46 | 2046-47 | 2047-48 | 2048-49 | 2049-50
QLD1 | Grid Battery pump | 196.1383 | 189.1201 | 200.0941 | 201.6321 | 183.9516 | 198.1925 | 189.5804 | 194.3161 | 198.0645 | 197.0117 | 189.3765 | 657.1306 | 677.6257 | 1013.7277 | 1115.3403 | 2699.1304 | 2750.212 | 6918.7767 | 10101.5368 | 9836.8083 | 9733.1421 | 10486.1969 | 8703.4043 | 8971.9894 | 8967.5269 | 8695.717
QLD1 | Pumped Hydro Pump | 991.1677 | 1543.7146 | 1624.9283 | 1513.4056 | 1256.5838 | 1413.8877 | 6352.6641 | 7071.6623 | 6841.6234 | 7491.1144 | 7292.939 | 7038.0937 | 7093.5902 | 6498.2426 | 7262.2184 | 6934.4849 | 6788.1748 | 6566.39 | 6554.6995 | 6414.6366 | 6583.5544 | 6585.2194 | 5632.5416 | 5432.2629 | 4861.0418 | 4510.3264
QLD1 | Coordinated CER storage pump | 77.3512 | 161.4521 | 269.3535 | 404.7418 | 520.4516 | 832.8032 | 1061.3896 | 1359.4897 | 1702.5089 | 2055.8246 | 2369.2861 | 2739.8117 | 3193.7766 | 3381.4141 | 4037.0254 | 4392.0618 | 4912.896 | 5467.3761 | 6209.4729 | 6638.0613 | 7226.784 | 7980.6756 | 8066.957 | 8929.7716 | 9182.5585 | 9887.0532
Region | Technology | 2024-25 | 2025-26 | 2026-27 | 2027-28 | 2028-29 | 2029-30 | 2030-31 | 2031-32 | 2032-33 | 2033-34 | 2034-35 | 2035-36 | 2036-37 | 2037-38 | 2038-39 | 2039-40 | 2040-41 | 2041-42 | 2042-43 | 2043-44 | 2044-45 | 2045-46 | 2046-47 | 2047-48 | 2048-49 | 2049-50
VIC1 | Grid Battery pump | 170.7778 | 476.6518 | 792.094 | 1568.9084 | 1381.314 | 1478.3384 | 1557.0874 | 1866.6364 | 2295.0509 | 2389.4849 | 2987.0904 | 2958.018 | 2974.9061 | 2568.7012 | 2644.3175 | 2636.0792 | 2432.7348 | 2557.7519 | 2560.1835 | 2468.1016 | 2591.0454 | 2653.3951 | 2308.1709 | 1765.4223 | 1702.7023 | 1528.5672
VIC1 | Pumped Hydro Pump | 0 | 0 | 0 | 0 | 866.933 | 899.137 | 919.1019 | 942.2817 | 934.4155 | 888.6768 | 930.0483 | 882.2577 | 947.7742 | 880.7789 | 864.7375 | 901.1714 | 809.6751 | 865.6521 | 856.303 | 864.7123 | 906.6756 | 932.1858 | 785.3578 | 687.6245 | 670.4781 | 594.8756
VIC1 | Coordinated CER storage pump | 99.0922 | 201.9982 | 337.8482 | 455.3806 | 493.5118 | 740.6153 | 947.8041 | 1088.6782 | 1330.7059 | 1607.7894 | 1894.4692 | 2244.4547 | 2634.657 | 2559.3703 | 3045.1265 | 3366.8971 | 3508.9921 | 4153.0566 | 4536.6927 | 4932.9139 | 5528.9319 | 6252.8613 | 5677.184 | 6410.7981 | 6819.5792 | 6662.5862
Region | Technology | 2024-25 | 2025-26 | 2026-27 | 2027-28 | 2028-29 | 2029-30 | 2030-31 | 2031-32 | 2032-33 | 2033-34 | 2034-35 | 2035-36 | 2036-37 | 2037-38 | 2038-39 | 2039-40 | 2040-41 | 2041-42 | 2042-43 | 2043-44 | 2044-45 | 2045-46 | 2046-47 | 2047-48 | 2048-49 | 2049-50
SA1 | Grid Battery pump | 248.9654 | 220.0678 | 244.1374 | 246.128 | 223.5866 | 230.602 | 221.7215 | 207.667 | 211.4543 | 213.0813 | 185.2903 | 207.9599 | 229.3201 | 217.9793 | 217.1525 | 224.9388 | 206.2669 | 1954.0186 | 2166.7352 | 2132.6153 | 2104.8836 | 2241.4247 | 1925.3359 | 1818.1585 | 1884.7524 | 1596.5894
SA1 | Pumped Hydro Pump | 0 | 0 | 0 | 0 | 0.0012255 | 0.0013065 | 0.0014721 | 0.0015739 | 0.0025794 | 0.0025496 | 0.0026654 | 0.0032325 | 0.0035648 | 0.0035765 | 0.0037091 | 0.0038149 | 0.0039804 | 0.0043695 | 0.0049348 | 0.0050709 | 0.0064012 | 0.0064237 | 0.0060603 | 0.0062664 | 0.006294 | 0.0065145
SA1 | Coordinated CER storage pump | 94.7259 | 119.3615 | 176.7157 | 232.0397 | 270.9884 | 379.5269 | 465.4 | 538.0188 | 661.0512 | 783.742 | 870.6693 | 987.0465 | 1117.9003 | 1191.4465 | 1360.7323 | 1520.4533 | 1557.2428 | 1838.0916 | 2028.1238 | 2144.3574 | 2307.1296 | 2621.916 | 2625.9302 | 2800.5338 | 2946.4135 | 2852.8018
Region | Technology | 2024-25 | 2025-26 | 2026-27 | 2027-28 | 2028-29 | 2029-30 | 2030-31 | 2031-32 | 2032-33 | 2033-34 | 2034-35 | 2035-36 | 2036-37 | 2037-38 | 2038-39 | 2039-40 | 2040-41 | 2041-42 | 2042-43 | 2043-44 | 2044-45 | 2045-46 | 2046-47 | 2047-48 | 2048-49 | 2049-50
TAS1 | Grid Battery pump | 0 | 0.0016937 | 0.0019339 | 0.0023904 | 0.0026018 | 0.0028056 | 0.003675 | 0.0055439 | 0.0061396 | 0.0065051 | 0.0076864 | 0.0081023 | 0.0088352 | 0.0096731 | 0.010114 | 0.012005 | 0.01385 | 0.016312 | 0.016427 | 0.020295 | 0.024045 | 0.023116 | 0.022409 | 0.025005 | 0.026533 | 0.033006
TAS1 | Pumped Hydro Pump | 0 | 0 | 0 | 0 | 0.002871 | 0.0035462 | 0.035554 | 0.034908 | 0.090641 | 165.9012 | 185.2691 | 177.1779 | 178.0352 | 183.066 | 171.8474 | 185.8246 | 174.852 | 405.2167 | 370.6464 | 425.0108 | 429.7089 | 437.5595 | 382.8948 | 349.6428 | 402.4549 | 344.8456
TAS1 | Coordinated CER storage pump | 0.66349 | 2.9664 | 5.3803 | 9.8338 | 13.8058 | 24.8566 | 40.725 | 55.2625 | 65.724 | 82.1896 | 99.3166 | 109.3462 | 139.1132 | 161.9206 | 175.585 | 219.3738 | 240.1876 | 287.4812 | 280.2261 | 316.2764 | 381.1527 | 394.9599 | 369.8516 | 370.5311 | 423.293 | 433.4421

## Marinus_S1_Capacity
Installed capacity by technology (MW) - Marinus_S1, Step Change scenario
Capacity calculated on 1 July. In early study years some wind and solar projects enter later in the financial year and are therefore reflected in the following financial year's capacity.
Explicitly modelled generation
Region | Technology | 2024-25 | 2025-26 | 2026-27 | 2027-28 | 2028-29 | 2029-30 | 2030-31 | 2031-32 | 2032-33 | 2033-34 | 2034-35 | 2035-36 | 2036-37 | 2037-38 | 2038-39 | 2039-40 | 2040-41 | 2041-42 | 2042-43 | 2043-44 | 2044-45 | 2045-46 | 2046-47 | 2047-48 | 2048-49 | 2049-50
NEM | Black Coal | 16456 | 16456 | 13576 | 9175.5657 | 8251.1745 | 5448.713 | 4499.6491 | 3539.5637 | 3539.5598 | 2125.5762 | 2125.5762 | 1452.5295 | 1452.527 | 1452.5266 | 0.0014078 | 0.0014029 | 0.00052214 | 0.00045855 | 0.00045187 | 0.00044295 | 0.00042276 | 0.00042183 | 0.00010529 | 0.00010098 | 0.00010071 | 0
NEM | Brown Coal | 4835 | 4835 | 4835 | 1486.7456 | 1486.7449 | 580.0002 | 0.00039133 | 0.00021481 | 0.00021479 | 0.00010433 | 0 | 0 | 0 | 0 | 0 | 0 | 0 | 0 | 0 | 0 | 0 | 0 | 0 | 0 | 0 | 0
NEM | CCGT | 2954.9 | 2954.9 | 2774.9 | 2774.9004 | 2774.9006 | 2774.9006 | 2774.9006 | 2774.9006 | 2774.9007 | 2774.9007 | 2774.9007 | 2774.9007 | 2389.9007 | 1860.9007 | 1860.9007 | 1716.5007 | 1716.5007 | 1716.5007 | 1716.5007 | 1276.5007 | 1276.5007 | 632.0007 | 388.0007 | 388.0007 | 388.0008 | 388.0008
NEM | Gas - Steam | 1300 | 1300 | 500 | 500 | 500 | 500 | 500 | 500 | 500 | 500 | 500 | 500 | 500 | 500 | 500 | 0 | 0 | 0 | 0 | 0 | 0 | 0 | 0 | 0 | 0 | 0
NEM | OCGT / Diesel | 8132.159 | 8132.1591 | 8132.1591 | 8132.1611 | 8132.1621 | 8132.1621 | 7749.6621 | 7749.6622 | 7530.0069 | 6936.5069 | 7288.2114 | 9092.1211 | 9092.1222 | 11165.3397 | 11165.3397 | 10725.3397 | 10605.3397 | 10853.8842 | 10759.8842 | 11819.918 | 11694.8169 | 11694.8169 | 10991.8169 | 10407.8169 | 12409.7503 | 11890.7503
NEM | Hydro | 7705.32 | 7705.32 | 7705.32 | 7705.32 | 7705.32 | 7705.32 | 7705.32 | 7705.32 | 7705.32 | 7705.32 | 7705.32 | 7705.32 | 7705.32 | 7618.92 | 7618.92 | 7618.92 | 7618.92 | 7618.92 | 7552.92 | 7552.92 | 7552.92 | 7552.92 | 7552.92 | 7552.92 | 7552.92 | 7552.92
NEM | Hydrogen Turbine | 0 | 200 | 400 | 400 | 400 | 400 | 400 | 400 | 400 | 400 | 400 | 400 | 400 | 400 | 400 | 400 | 400 | 400 | 400 | 400 | 400 | 400 | 400 | 400 | 400 | 400
NEM | Wind | 11633.548 | 19167.238 | 23660.8767 | 26713.2046 | 35279.9198 | 39665.4762 | 42432.9627 | 44324.3813 | 49663.6077 | 54455.6291 | 55535.3208 | 56610.5146 | 60040.0809 | 62352.5287 | 62579.5579 | 63367.502 | 63140.5079 | 63270.5788 | 64340.7174 | 63155.4923 | 62427.0806 | 62459.0142 | 65530.6891 | 65951.5454 | 66590.5818 | 66279.6514
NEM | Solar PV | 10219.991 | 11900.9912 | 11900.992 | 12057.39 | 12969.039 | 15805.4942 | 17186.7493 | 18757.0678 | 20511.2152 | 22793.3083 | 23156.8161 | 23387.5937 | 23589.8849 | 29502.2595 | 33784.4053 | 35605.0818 | 40486.7624 | 45369.7161 | 51114.5491 | 53563.8794 | 53145.2508 | 55685.1123 | 62663.7168 | 62436.2894 | 66305.7651 | 71782.7693
NEM | Grid Battery | 1221.4 | 1431.4048 | 1781.4064 | 2635.3326 | 2694.2273 | 2716.8849 | 2992.5852 | 3294.6867 | 3648.0884 | 3841.3034 | 5140.2045 | 5340.3024 | 5301.5335 | 5478.8234 | 5478.8236 | 6158.8513 | 6162.1451 | 8621.7289 | 9920.1359 | 9662.1364 | 9662.1413 | 9704.4038 | 9704.4033 | 8850.4785 | 9507.4024 | 9464.7481
NEM | Pumped Hydro | 810 | 1060 | 1060 | 1060 | 3068.0065 | 3068.0069 | 7106.0184 | 7106.0184 | 7106.0389 | 7163.6499 | 7163.6499 | 7163.6518 | 7163.6521 | 7221.7442 | 7221.7442 | 7221.7443 | 7221.7443 | 7294.0583 | 7294.0587 | 7294.0588 | 7294.0593 | 7294.0596 | 7294.0597 | 7294.0597 | 7294.0621 | 7294.0628
NEM | Coordinated CER storage | 465.4 | 865.1 | 1338.8 | 1937.1 | 2620.4 | 3743.8 | 4770.56 | 5846.4999 | 7042.35 | 8361.45 | 9839.51 | 11464.66 | 12977.3898 | 14627.4599 | 16413.7502 | 18060.0897 | 19750.6799 | 21472.39 | 23272.06 | 25126.7602 | 27101.79 | 29164.1801 | 31151.9003 | 33201.5701 | 35298.1697 | 37297.0608
Total excluding storage |  | 65733.718 | 76008.1131 | 77665.4542 | 74577.72 | 85881.8947 | 90540.7582 | 98118.4079 | 101998.1008 | 110421.0878 | 117057.6446 | 121629.5095 | 125891.5938 | 130612.4111 | 142180.5027 | 147023.4431 | 150874.0308 | 157102.6005 | 166617.7775 | 176370.8264 | 179851.6662 | 180554.5601 | 184586.508 | 195677.5068 | 196482.6808 | 205746.6524 | 212349.9634
Region | Technology | 2024-25 | 2025-26 | 2026-27 | 2027-28 | 2028-29 | 2029-30 | 2030-31 | 2031-32 | 2032-33 | 2033-34 | 2034-35 | 2035-36 | 2036-37 | 2037-38 | 2038-39 | 2039-40 | 2040-41 | 2041-42 | 2042-43 | 2043-44 | 2044-45 | 2045-46 | 2046-47 | 2047-48 | 2048-49 | 2049-50
NSW1 | Black Coal | 8330 | 8330 | 5450 | 4645.7345 | 3721.3434 | 1661.5316 | 1661.5272 | 1549.3928 | 1549.3928 | 1389.9998 | 1389.9998 | 730.0029 | 730.0004 | 730.0001 | 0.00050902 | 0.0005084 | 0 | 0 | 0 | 0 | 0 | 0 | 0 | 0 | 0 | 0
NSW1 | Brown Coal | 0 | 0 | 0 | 0 | 0 | 0 | 0 | 0 | 0 | 0 | 0 | 0 | 0 | 0 | 0 | 0 | 0 | 0 | 0 | 0 | 0 | 0 | 0 | 0 | 0 | 0
NSW1 | CCGT | 440 | 440 | 440 | 440.0002 | 440.0002 | 440.0002 | 440.0002 | 440.0002 | 440.0002 | 440.0002 | 440.0002 | 440.0002 | 440.0002 | 440.0002 | 440.0002 | 440.0002 | 440.0002 | 440.0002 | 440.0002 | 0.00024052 | 0.00024053 | 0.00024053 | 0.00024054 | 0.00024055 | 0.00024057 | 0.0002406
NSW1 | Gas - Steam | 0 | 0 | 0 | 0 | 0 | 0 | 0 | 0 | 0 | 0 | 0 | 0 | 0 | 0 | 0 | 0 | 0 | 0 | 0 | 0 | 0 | 0 | 0 | 0 | 0 | 0
NSW1 | OCGT / Diesel | 2638.999 | 2638.9991 | 2638.9991 | 2638.9992 | 2638.9993 | 2638.9993 | 2638.9993 | 2638.9993 | 2638.9995 | 2638.9995 | 2638.9995 | 2638.9999 | 2639.0003 | 3416.4285 | 3416.4285 | 3416.4285 | 3416.4285 | 3416.4285 | 3416.4285 | 3416.4285 | 2567.4295 | 2567.4295 | 2567.4295 | 2567.4295 | 2567.4296 | 2567.4296
NSW1 | Hydro | 2525 | 2525 | 2525 | 2525 | 2525 | 2525 | 2525 | 2525 | 2525 | 2525 | 2525 | 2525 | 2525 | 2525 | 2525 | 2525 | 2525 | 2525 | 2525 | 2525 | 2525 | 2525 | 2525 | 2525 | 2525 | 2525
NSW1 | Hydrogen Turbine | 0 | 0 | 0 | 0 | 0 | 0 | 0 | 0 | 0 | 0 | 0 | 0 | 0 | 0 | 0 | 0 | 0 | 0 | 0 | 0 | 0 | 0 | 0 | 0 | 0 | 0
NSW1 | Wind | 2616.72 | 6920.2733 | 7463.597 | 7969.069 | 11349.9293 | 12287.2772 | 12761.2378 | 13162.7882 | 14864.8595 | 14864.8598 | 15374.2665 | 15383.0814 | 16107.848 | 16182.091 | 15979.6154 | 16094.2592 | 16194.5651 | 16324.6359 | 16632.24 | 16165.1911 | 16315.0644 | 17064.8167 | 16912.2371 | 16912.2376 | 17133.6594 | 17544.743
NSW1 | Solar PV | 4365.013 | 5267.0132 | 5267.0134 | 5267.0144 | 6120.2487 | 8956.7032 | 8956.7034 | 9304.0402 | 9304.0402 | 10289.2673 | 10289.2673 | 10289.2673 | 10289.2673 | 13489.424 | 15922.2276 | 16219.9049 | 16703.9027 | 17075.2267 | 18139.9589 | 19808.0668 | 19808.0668 | 20412.6375 | 23525.3446 | 23680.8582 | 26625.1446 | 28884.6018
NSW1 | Grid Battery | 52 | 262.0022 | 262.0022 | 587.0019 | 587.0019 | 587.0019 | 587.0019 | 587.002 | 587.0034 | 587.0034 | 587.0034 | 587.0043 | 537.005 | 537.0056 | 537.0056 | 537.0064 | 537.0065 | 738.8637 | 828.2267 | 828.2268 | 828.2277 | 828.2271 | 828.2271 | 503.2276 | 924.6786 | 924.6788
NSW1 | Pumped Hydro | 240 | 240 | 240 | 240 | 1915 | 1915.0001 | 3955.0001 | 3955.0001 | 3955.0001 | 3955.0001 | 3955.0001 | 3955.0002 | 3955.0003 | 4013.0825 | 4013.0825 | 4013.0825 | 4013.0825 | 4013.0825 | 4013.0825 | 4013.0825 | 4013.0826 | 4013.0826 | 4013.0826 | 4013.0826 | 4013.0834 | 4013.0834
NSW1 | Coordinated CER storage | 160.2 | 310.8 | 499 | 735.4 | 1008 | 1443.5 | 1832.4599 | 2240.3499 | 2695.01 | 3194.3 | 3759.82 | 4368.9499 | 4937.3198 | 5552.1099 | 6216.8202 | 6811.0598 | 7416.0199 | 8029.21 | 8672.4299 | 9332.17 | 10033.6299 | 10758.6199 | 11452.2402 | 12166.3804 | 12888.2395 | 13570.7505
Total excluding storage |  | 21367.932 | 26934.0878 | 24785.6117 | 25048.2191 | 30305.5228 | 32455.0135 | 35357.9298 | 36402.5727 | 38559.3057 | 39884.4301 | 40959.3568 | 40917.3063 | 42160.4414 | 46885.1418 | 49050.1805 | 50056.742 | 51246.0054 | 52562.4474 | 54667.3668 | 56088.1659 | 56090.5011 | 58169.8134 | 61823.5613 | 62368.2161 | 66677.2355 | 70030.2873
Region | Technology | 2024-25 | 2025-26 | 2026-27 | 2027-28 | 2028-29 | 2029-30 | 2030-31 | 2031-32 | 2032-33 | 2033-34 | 2034-35 | 2035-36 | 2036-37 | 2037-38 | 2038-39 | 2039-40 | 2040-41 | 2041-42 | 2042-43 | 2043-44 | 2044-45 | 2045-46 | 2046-47 | 2047-48 | 2048-49 | 2049-50
QLD1 | Black Coal | 8126 | 8126 | 8126 | 4529.8312 | 4529.8311 | 3787.1815 | 2838.1219 | 1990.1709 | 1990.167 | 735.5763 | 735.5763 | 722.5265 | 722.5265 | 722.5265 | 0.00089875 | 0.00089447 | 0.00052214 | 0.00045855 | 0.00045187 | 0.00044295 | 0.00042276 | 0.00042183 | 0.00010529 | 0.00010098 | 0.00010071 | 0
QLD1 | Brown Coal | 0 | 0 | 0 | 0 | 0 | 0 | 0 | 0 | 0 | 0 | 0 | 0 | 0 | 0 | 0 | 0 | 0 | 0 | 0 | 0 | 0 | 0 | 0 | 0 | 0 | 0
QLD1 | CCGT | 1597.9 | 1597.9 | 1597.9 | 1597.9 | 1597.9002 | 1597.9002 | 1597.9002 | 1597.9002 | 1597.9002 | 1597.9002 | 1597.9002 | 1597.9002 | 1212.9002 | 1212.9002 | 1212.9002 | 1068.5002 | 1068.5002 | 1068.5002 | 1068.5002 | 1068.5002 | 1068.5002 | 424.0002 | 180.0002 | 180.0002 | 180.0002 | 180.0002
QLD1 | Gas - Steam | 0 | 0 | 0 | 0 | 0 | 0 | 0 | 0 | 0 | 0 | 0 | 0 | 0 | 0 | 0 | 0 | 0 | 0 | 0 | 0 | 0 | 0 | 0 | 0 | 0 | 0
QLD1 | OCGT / Diesel | 1954.5 | 1954.5 | 1954.5 | 1954.5 | 1954.5009 | 1954.5009 | 1954.5009 | 1954.5009 | 1954.5009 | 1531.0009 | 1784.7152 | 2614.0254 | 2614.0261 | 3410.6462 | 3410.6462 | 3410.6462 | 3410.6462 | 3410.6462 | 3410.6462 | 3410.6462 | 3410.6462 | 3410.6462 | 2861.6462 | 2861.6462 | 4863.5794 | 4344.5794
QLD1 | Hydro | 152.4 | 152.4 | 152.4 | 152.4 | 152.4 | 152.4 | 152.4 | 152.4 | 152.4 | 152.4 | 152.4 | 152.4 | 152.4 | 66 | 66 | 66 | 66 | 66 | 0 | 0 | 0 | 0 | 0 | 0 | 0 | 0
QLD1 | Hydrogen Turbine | 0 | 0 | 200 | 200 | 200 | 200 | 200 | 200 | 200 | 200 | 200 | 200 | 200 | 200 | 200 | 200 | 200 | 200 | 200 | 200 | 200 | 200 | 200 | 200 | 200 | 200
QLD1 | Wind | 1922.408 | 3607.9231 | 6353.3003 | 6353.3003 | 9553.0149 | 10524.608 | 11082.7193 | 12068.8213 | 14104.0388 | 18381.26 | 18476.5449 | 18476.5456 | 19764.7599 | 21070.1565 | 21070.1565 | 21070.1565 | 21070.1565 | 21070.1565 | 21142.5491 | 20962.0326 | 20509.1426 | 20629.5006 | 22805.8265 | 22813.3061 | 22929.4541 | 22936.689
QLD1 | Solar PV | 4013.785 | 4013.785 | 4013.785 | 4013.7857 | 4013.8436 | 4013.8442 | 5395.099 | 6624.2006 | 6916.5731 | 8213.4392 | 8576.947 | 8807.7246 | 9010.0158 | 10849.8469 | 12455.9527 | 13146.738 | 16958.7167 | 18125.0105 | 22175.1387 | 22412.7694 | 22246.81 | 24220.5838 | 26330.4702 | 26026.7291 | 26037.4148 | 29583.6982
QLD1 | Grid Battery | 258 | 258.0007 | 258.0012 | 258.0012 | 258.0036 | 258.0036 | 258.0036 | 258.0036 | 258.3341 | 258.3341 | 258.3353 | 445.8204 | 445.8204 | 623.1088 | 623.1089 | 1303.1351 | 1306.4281 | 3042.7288 | 4159.251 | 4159.2512 | 4159.2518 | 4211.5168 | 4211.5162 | 4211.5164 | 4556.6803 | 4556.6807
QLD1 | Pumped Hydro | 570 | 820 | 820 | 820 | 820.0106 | 820.0106 | 2818.0106 | 2818.0106 | 2818.0108 | 2818.0109 | 2818.0109 | 2818.0122 | 2818.0122 | 2818.0221 | 2818.0221 | 2818.0221 | 2818.0221 | 2818.0222 | 2818.0223 | 2818.0223 | 2818.0224 | 2818.0226 | 2818.0226 | 2818.0226 | 2818.0242 | 2818.0242
QLD1 | Coordinated CER storage | 85.4 | 183.3 | 289.4 | 430.3 | 601.6 | 901.9 | 1177.55 | 1461.7299 | 1774.5 | 2117.5201 | 2483.08 | 2898.57 | 3267.2099 | 3669.6901 | 4111.41 | 4524.47 | 4954.68 | 5393.3202 | 5848.2101 | 6316.2301 | 6807.3 | 7324.3101 | 7824.95 | 8342.24 | 8877.77 | 9386.2703
Total excluding storage |  | 18680.393 | 20713.8088 | 23765.2865 | 20310.0183 | 23681.1048 | 24210.3489 | 27474.3056 | 29125.7381 | 31766.425 | 36005.4417 | 37083.5098 | 38733.5249 | 40207.6712 | 44642.8974 | 45968.1974 | 47607.669 | 51853.1504 | 55194.3851 | 60822.3182 | 61347.4526 | 61219.6737 | 63238.5807 | 67232.432 | 67453.4608 | 70462.9231 | 74005.9419
Region | Technology | 2024-25 | 2025-26 | 2026-27 | 2027-28 | 2028-29 | 2029-30 | 2030-31 | 2031-32 | 2032-33 | 2033-34 | 2034-35 | 2035-36 | 2036-37 | 2037-38 | 2038-39 | 2039-40 | 2040-41 | 2041-42 | 2042-43 | 2043-44 | 2044-45 | 2045-46 | 2046-47 | 2047-48 | 2048-49 | 2049-50
VIC1 | Black Coal | 0 | 0 | 0 | 0 | 0 | 0 | 0 | 0 | 0 | 0 | 0 | 0 | 0 | 0 | 0 | 0 | 0 | 0 | 0 | 0 | 0 | 0 | 0 | 0 | 0 | 0
VIC1 | Brown Coal | 4835 | 4835 | 4835 | 1486.7456 | 1486.7449 | 580.0002 | 0.00039133 | 0.00021481 | 0.00021479 | 0.00010433 | 0 | 0 | 0 | 0 | 0 | 0 | 0 | 0 | 0 | 0 | 0 | 0 | 0 | 0 | 0 | 0
VIC1 | CCGT | 0 | 0 | 0 | 0 | 0 | 0 | 0 | 0 | 0 | 0 | 0 | 0 | 0 | 0 | 0 | 0 | 0 | 0 | 0 | 0 | 0 | 0 | 0 | 0 | 0 | 0
VIC1 | Gas - Steam | 500 | 500 | 500 | 500 | 500 | 500 | 500 | 500 | 500 | 500 | 500 | 500 | 500 | 500 | 500 | 0 | 0 | 0 | 0 | 0 | 0 | 0 | 0 | 0 | 0 | 0
VIC1 | OCGT / Diesel | 1900 | 1900 | 1900 | 1900.0016 | 1900.0016 | 1900.0016 | 1900.0016 | 1900.0016 | 1900.0016 | 1730.0016 | 1730.0016 | 2353.7587 | 2353.7587 | 2353.7588 | 2353.7588 | 1913.7588 | 1913.7588 | 2162.3031 | 2068.3031 | 3128.3367 | 4062.234 | 4062.234 | 4062.234 | 3478.234 | 3478.234 | 3478.234
VIC1 | Hydro | 2279.02 | 2279.02 | 2279.02 | 2279.02 | 2279.02 | 2279.02 | 2279.02 | 2279.02 | 2279.02 | 2279.02 | 2279.02 | 2279.02 | 2279.02 | 2279.02 | 2279.02 | 2279.02 | 2279.02 | 2279.02 | 2279.02 | 2279.02 | 2279.02 | 2279.02 | 2279.02 | 2279.02 | 2279.02 | 2279.02
VIC1 | Hydrogen Turbine | 0 | 0 | 0 | 0 | 0 | 0 | 0 | 0 | 0 | 0 | 0 | 0 | 0 | 0 | 0 | 0 | 0 | 0 | 0 | 0 | 0 | 0 | 0 | 0 | 0 | 0
VIC1 | Wind | 4181.36 | 5269.3601 | 5711.5946 | 7992.6944 | 9088.0868 | 10272.0229 | 10776.1722 | 11276.1722 | 12238.6768 | 12852.1766 | 13327.1766 | 14327.1769 | 15327.1766 | 16259.9768 | 16839.9768 | 17839.9768 | 17551.6768 | 17551.6768 | 18194.3237 | 17870.5241 | 17558.5241 | 16895.5302 | 16954.2792 | 17145.7519 | 17202.4951 | 16464.4456
VIC1 | Solar PV | 1171.573 | 1563.573 | 1563.5731 | 1563.5758 | 1563.5776 | 1563.5776 | 1563.5776 | 1563.5776 | 3025.3522 | 3025.3522 | 3025.3522 | 3025.3522 | 3025.3522 | 3131.2496 | 3268.9439 | 3936.2867 | 3936.2876 | 5842.5251 | 5842.528 | 6000.3002 | 6017.6311 | 5986.5281 | 6417.2338 | 6417.2338 | 7211.1943 | 6990.4578
VIC1 | Grid Battery | 377.33 | 377.3307 | 727.3312 | 1256.257 | 1315.1493 | 1337.8067 | 1643.5068 | 1945.6068 | 2298.5921 | 2491.8068 | 3815.7066 | 3815.7066 | 3815.7066 | 3815.7066 | 3815.7066 | 3815.7067 | 3815.7067 | 3515.7067 | 3515.7068 | 3515.7068 | 3515.7068 | 3515.706 | 3515.7057 | 2986.78 | 2927.8876 | 2885.2304
VIC1 | Pumped Hydro | 0 | 0 | 0 | 0 | 332.9945 | 332.9945 | 332.9945 | 332.9945 | 332.9946 | 332.9946 | 332.9946 | 332.9948 | 332.9949 | 332.9949 | 332.9949 | 332.9949 | 332.9949 | 332.9954 | 332.9954 | 332.9954 | 332.9956 | 332.9956 | 332.9956 | 332.9956 | 332.9956 | 332.9956
VIC1 | Coordinated CER storage | 120.4 | 225.6 | 352.1 | 506.9 | 670.6 | 931.2 | 1175.12 | 1436.6 | 1729.66 | 2058.69 | 2439.6 | 2865.9801 | 3277.8401 | 3727.7699 | 4203.77 | 4654.3499 | 5123.6 | 5607.4198 | 6115.0199 | 6644.5001 | 7216.1401 | 7819.3601 | 8404.9602 | 9010.5298 | 9631.8701 | 10232.0901
Total excluding storage |  | 15364.683 | 16949.8838 | 17868.6189 | 17485.1944 | 19136.1747 | 19696.6235 | 20170.393 | 21233.9729 | 24304.2974 | 25270.0418 | 27449.8516 | 29499.9893 | 30911.8491 | 32400.4766 | 33594.171 | 34772.0937 | 34953.0448 | 37291.6468 | 38347.8968 | 39771.3833 | 40982.2517 | 40891.374 | 41966.4286 | 41650.5451 | 43063.6968 | 42662.4736
Region | Technology | 2024-25 | 2025-26 | 2026-27 | 2027-28 | 2028-29 | 2029-30 | 2030-31 | 2031-32 | 2032-33 | 2033-34 | 2034-35 | 2035-36 | 2036-37 | 2037-38 | 2038-39 | 2039-40 | 2040-41 | 2041-42 | 2042-43 | 2043-44 | 2044-45 | 2045-46 | 2046-47 | 2047-48 | 2048-49 | 2049-50
SA1 | Black Coal | 0 | 0 | 0 | 0 | 0 | 0 | 0 | 0 | 0 | 0 | 0 | 0 | 0 | 0 | 0 | 0 | 0 | 0 | 0 | 0 | 0 | 0 | 0 | 0 | 0 | 0
SA1 | Brown Coal | 0 | 0 | 0 | 0 | 0 | 0 | 0 | 0 | 0 | 0 | 0 | 0 | 0 | 0 | 0 | 0 | 0 | 0 | 0 | 0 | 0 | 0 | 0 | 0 | 0 | 0
SA1 | CCGT | 709 | 709 | 529 | 529.0002 | 529.0002 | 529.0002 | 529.0002 | 529.0002 | 529.0002 | 529.0002 | 529.0002 | 529.0002 | 529.0002 | 0.00022647 | 0.00022647 | 0.00022648 | 0.00022648 | 0.00022649 | 0.0002265 | 0.00022654 | 0.00022655 | 0.00022656 | 0.00022659 | 0.0002266 | 0.00022662 | 0.00022665
SA1 | Gas - Steam | 800 | 800 | 0 | 0 | 0 | 0 | 0 | 0 | 0 | 0 | 0 | 0 | 0 | 0 | 0 | 0 | 0 | 0 | 0 | 0 | 0 | 0 | 0 | 0 | 0 | 0
SA1 | OCGT / Diesel | 1460.66 | 1460.66 | 1460.66 | 1460.6603 | 1460.6603 | 1460.6603 | 1078.1603 | 1078.1603 | 858.5048 | 858.5048 | 956.4949 | 1307.3368 | 1307.3368 | 1806.5059 | 1806.5059 | 1806.5059 | 1806.5059 | 1806.5059 | 1806.5059 | 1806.5061 | 1596.5061 | 1596.5061 | 1442.5061 | 1442.5061 | 1442.5061 | 1442.5061
SA1 | Hydro | 0 | 0 | 0 | 0 | 0 | 0 | 0 | 0 | 0 | 0 | 0 | 0 | 0 | 0 | 0 | 0 | 0 | 0 | 0 | 0 | 0 | 0 | 0 | 0 | 0 | 0
SA1 | Hydrogen Turbine | 0 | 200 | 200 | 200 | 200 | 200 | 200 | 200 | 200 | 200 | 200 | 200 | 200 | 200 | 200 | 200 | 200 | 200 | 200 | 200 | 200 | 200 | 200 | 200 | 200 | 200
SA1 | Wind | 2349.71 | 2762.71 | 3285.8266 | 3266.2381 | 3866.2395 | 4855.4391 | 4864.364 | 4868.1301 | 5507.5628 | 5408.863 | 5408.863 | 5475.2408 | 5891.8265 | 5891.8346 | 5741.3394 | 5414.6397 | 5375.6397 | 5375.6398 | 5423.1347 | 5209.2747 | 5239.8797 | 5064.6968 | 6053.8762 | 6275.7797 | 6520.503 | 6529.3036
SA1 | Solar PV | 669.62 | 1056.62 | 1056.6205 | 1213.0142 | 1271.3689 | 1271.3689 | 1271.3689 | 1265.2489 | 1265.2491 | 1265.2491 | 1265.2491 | 1265.2491 | 1265.2491 | 2031.7384 | 2137.2804 | 2302.1508 | 2887.8538 | 4326.9523 | 4956.9219 | 5342.7413 | 5072.7413 | 5065.3613 | 6390.6665 | 6311.4665 | 6432.0089 | 6324.0089
SA1 | Grid Battery | 532.07 | 532.0707 | 532.0712 | 532.0717 | 532.0717 | 532.0717 | 502.0717 | 502.0724 | 502.1564 | 502.1564 | 477.1564 | 489.7681 | 500.9982 | 500.9989 | 500.9989 | 500.999 | 500.9993 | 1322.4241 | 1414.9456 | 1156.9457 | 1156.9484 | 1146.9477 | 1146.9473 | 1146.9473 | 1096.1477 | 1096.1485
SA1 | Pumped Hydro | 0 | 0 | 0 | 0 | 0.00037618 | 0.00038057 | 0.00042277 | 0.00042684 | 0.00073334 | 0.00073969 | 0.00074219 | 0.00087785 | 0.00096563 | 0.0010363 | 0.0010381 | 0.0010408 | 0.0010462 | 0.001169 | 0.0013452 | 0.0013531 | 0.0016145 | 0.0016179 | 0.0016194 | 0.0016219 | 0.0016237 | 0.0016334
SA1 | Coordinated CER storage | 96.4 | 139.1 | 187.1 | 246.5 | 313.2 | 425.8 | 529.89 | 635.84 | 751.26 | 875.74 | 1015.09 | 1158.89 | 1291.76 | 1439.7 | 1603.9001 | 1753.36 | 1901.39 | 2047.48 | 2199.0301 | 2352.14 | 2515.52 | 2682.9701 | 2841.8699 | 3003.65 | 3168.8801 | 3325.8399
Total excluding storage |  | 6617.46 | 7660.1607 | 7251.2783 | 7447.4845 | 8172.5409 | 9274.3406 | 8974.8556 | 9078.4524 | 9613.7339 | 9639.5141 | 9851.8543 | 10425.486 | 10986.1719 | 11870.779 | 11990.0259 | 11977.6566 | 12672.39 | 15079.0035 | 16000.5397 | 16067.6093 | 15781.5973 | 15756.4838 | 18075.8678 | 18380.3515 | 18860.0476 | 18917.8088
Region | Technology | 2024-25 | 2025-26 | 2026-27 | 2027-28 | 2028-29 | 2029-30 | 2030-31 | 2031-32 | 2032-33 | 2033-34 | 2034-35 | 2035-36 | 2036-37 | 2037-38 | 2038-39 | 2039-40 | 2040-41 | 2041-42 | 2042-43 | 2043-44 | 2044-45 | 2045-46 | 2046-47 | 2047-48 | 2048-49 | 2049-50
TAS1 | Black Coal | 0 | 0 | 0 | 0 | 0 | 0 | 0 | 0 | 0 | 0 | 0 | 0 | 0 | 0 | 0 | 0 | 0 | 0 | 0 | 0 | 0 | 0 | 0 | 0 | 0 | 0
TAS1 | Brown Coal | 0 | 0 | 0 | 0 | 0 | 0 | 0 | 0 | 0 | 0 | 0 | 0 | 0 | 0 | 0 | 0 | 0 | 0 | 0 | 0 | 0 | 0 | 0 | 0 | 0 | 0
TAS1 | CCGT | 208 | 208 | 208 | 208 | 208 | 208 | 208 | 208 | 208 | 208 | 208 | 208 | 208 | 208 | 208 | 208 | 208 | 208 | 208 | 208 | 208 | 208 | 208 | 208 | 208.0001 | 208.0001
TAS1 | Gas - Steam | 0 | 0 | 0 | 0 | 0 | 0 | 0 | 0 | 0 | 0 | 0 | 0 | 0 | 0 | 0 | 0 | 0 | 0 | 0 | 0 | 0 | 0 | 0 | 0 | 0 | 0
TAS1 | OCGT / Diesel | 178 | 178 | 178 | 178 | 178 | 178 | 178 | 178.0001 | 178.0001 | 178.0001 | 178.0003 | 178.0003 | 178.0003 | 178.0003 | 178.0003 | 178.0004 | 58.0004 | 58.0005 | 58.0005 | 58.0005 | 58.0011 | 58.0011 | 58.0011 | 58.0011 | 58.0011 | 58.0011
TAS1 | Hydro | 2748.9 | 2748.9 | 2748.9 | 2748.9 | 2748.9 | 2748.9 | 2748.9 | 2748.9 | 2748.9 | 2748.9 | 2748.9 | 2748.9 | 2748.9 | 2748.9 | 2748.9 | 2748.9 | 2748.9 | 2748.9 | 2748.9 | 2748.9 | 2748.9 | 2748.9 | 2748.9 | 2748.9 | 2748.9 | 2748.9
TAS1 | Hydrogen Turbine | 0 | 0 | 0 | 0 | 0 | 0 | 0 | 0 | 0 | 0 | 0 | 0 | 0 | 0 | 0 | 0 | 0 | 0 | 0 | 0 | 0 | 0 | 0 | 0 | 0 | 0
TAS1 | Wind | 563.35 | 606.9716 | 846.5582 | 1131.9028 | 1422.6494 | 1726.1291 | 2948.4694 | 2948.4695 | 2948.4698 | 2948.4698 | 2948.4698 | 2948.4698 | 2948.4698 | 2948.4698 | 2948.4698 | 2948.4699 | 2948.4698 | 2948.4698 | 2948.4698 | 2948.4698 | 2804.4698 | 2804.4699 | 2804.4701 | 2804.4701 | 2804.4702 | 2804.4702
TAS1 | Solar PV | 0 | 0 | 0 | 0 | 0.00021158 | 0.00028609 | 0.00040965 | 0.00042417 | 0.00059241 | 0.00059382 | 0.00059397 | 0.00059422 | 0.00059501 | 0.00063517 | 0.00080308 | 0.0014773 | 0.0015684 | 0.0016414 | 0.0016457 | 0.001647 | 0.001649 | 0.0016526 | 0.0016872 | 0.0016932 | 0.0025324 | 0.002648
TAS1 | Grid Battery | 2 | 2.0005 | 2.0006 | 2.0008 | 2.0009 | 2.0011 | 2.0013 | 2.0019 | 2.0025 | 2.0027 | 2.0027 | 2.003 | 2.0032 | 2.0034 | 2.0036 | 2.004 | 2.0044 | 2.0055 | 2.0058 | 2.0059 | 2.0066 | 2.0062 | 2.0069 | 2.0071 | 2.0082 | 2.0098
TAS1 | Pumped Hydro | 0 | 0 | 0 | 0 | 0.0010301 | 0.0013657 | 0.01282 | 0.012823 | 0.03269 | 57.6436 | 57.6436 | 57.6437 | 57.6437 | 57.6437 | 57.6438 | 57.6438 | 57.6438 | 129.9572 | 129.9572 | 129.9572 | 129.9572 | 129.9572 | 129.9572 | 129.9573 | 129.9573 | 129.9579
TAS1 | Coordinated CER storage | 3 | 6.3 | 11.2 | 18 | 27 | 41.4 | 55.54 | 71.98 | 91.92 | 115.2 | 141.92 | 172.27 | 203.26 | 238.19 | 277.85 | 316.85 | 354.99 | 394.96 | 437.37 | 481.72 | 529.2 | 578.92 | 627.88 | 678.77 | 731.41 | 782.11
Total excluding storage |  | 3703.25 | 3750.1721 | 3994.6588 | 4286.8036 | 4586.5515 | 4904.4318 | 6140.9239 | 6157.3647 | 6177.3257 | 6258.2169 | 6284.937 | 6315.2873 | 6346.2776 | 6381.2079 | 6420.8682 | 6459.8695 | 6378.01 | 6490.2946 | 6532.705 | 6577.0551 | 6480.5363 | 6530.256 | 6579.217 | 6630.1072 | 6682.7494 | 6733.4518
Explicitly modelled pumping
Region | Technology | 2024-25 | 2025-26 | 2026-27 | 2027-28 | 2028-29 | 2029-30 | 2030-31 | 2031-32 | 2032-33 | 2033-34 | 2034-35 | 2035-36 | 2036-37 | 2037-38 | 2038-39 | 2039-40 | 2040-41 | 2041-42 | 2042-43 | 2043-44 | 2044-45 | 2045-46 | 2046-47 | 2047-48 | 2048-49 | 2049-50
NEM | Grid Battery pump | 1221.4 | 1431.4048 | 1781.4064 | 2635.3326 | 2694.2273 | 2716.8849 | 2992.5852 | 3294.6867 | 3648.0884 | 3841.3034 | 5140.2045 | 5340.3024 | 5301.5335 | 5478.8234 | 5478.8236 | 6158.8513 | 6162.1451 | 8621.7289 | 9920.1359 | 9662.1364 | 9662.1413 | 9704.4038 | 9704.4033 | 8850.4785 | 9507.4024 | 9464.7481
NEM | Pumped Hydro Pump | 1310 | 1560 | 1560 | 1560 | 3568.0065 | 3568.0069 | 7606.0184 | 7606.0184 | 7606.0389 | 7663.6499 | 7663.6499 | 7663.6518 | 7663.6521 | 7721.7442 | 7721.7442 | 7721.7443 | 7721.7443 | 7794.0583 | 7794.0587 | 7794.0588 | 7794.0593 | 7794.0596 | 7794.0597 | 7794.0597 | 7794.0621 | 7794.0628
NEM | Coordinated CER storage pump | 465.4 | 865.1 | 1338.8 | 1937.1 | 2620.4 | 3743.8 | 4770.56 | 5846.4999 | 7042.35 | 8361.45 | 9839.51 | 11464.66 | 12977.3898 | 14627.4599 | 16413.7502 | 18060.0897 | 19750.6799 | 21472.39 | 23272.06 | 25126.7602 | 27101.79 | 29164.1801 | 31151.9003 | 33201.5701 | 35298.1697 | 37297.0608
Region | Technology | 2024-25 | 2025-26 | 2026-27 | 2027-28 | 2028-29 | 2029-30 | 2030-31 | 2031-32 | 2032-33 | 2033-34 | 2034-35 | 2035-36 | 2036-37 | 2037-38 | 2038-39 | 2039-40 | 2040-41 | 2041-42 | 2042-43 | 2043-44 | 2044-45 | 2045-46 | 2046-47 | 2047-48 | 2048-49 | 2049-50
NSW1 | Grid Battery pump | 52 | 262.0022 | 262.0022 | 587.0019 | 587.0019 | 587.0019 | 587.0019 | 587.002 | 587.0034 | 587.0034 | 587.0034 | 587.0043 | 537.005 | 537.0056 | 537.0056 | 537.0064 | 537.0065 | 738.8637 | 828.2267 | 828.2268 | 828.2277 | 828.2271 | 828.2271 | 503.2276 | 924.6786 | 924.6788
NSW1 | Pumped Hydro Pump | 840 | 840 | 840 | 840 | 2515 | 2515.0001 | 4555.0001 | 4555.0001 | 4555.0001 | 4555.0001 | 4555.0001 | 4555.0002 | 4555.0003 | 4613.0825 | 4613.0825 | 4613.0825 | 4613.0825 | 4613.0825 | 4613.0825 | 4613.0825 | 4613.0826 | 4613.0826 | 4613.0826 | 4613.0826 | 4613.0834 | 4613.0834
NSW1 | Coordinated CER storage pump | 160.2 | 310.8 | 499 | 735.4 | 1008 | 1443.5 | 1832.4599 | 2240.3499 | 2695.01 | 3194.3 | 3759.82 | 4368.9499 | 4937.3198 | 5552.1099 | 6216.8202 | 6811.0598 | 7416.0199 | 8029.21 | 8672.4299 | 9332.17 | 10033.6299 | 10758.6199 | 11452.2402 | 12166.3804 | 12888.2395 | 13570.7505
Region | Technology | 2024-25 | 2025-26 | 2026-27 | 2027-28 | 2028-29 | 2029-30 | 2030-31 | 2031-32 | 2032-33 | 2033-34 | 2034-35 | 2035-36 | 2036-37 | 2037-38 | 2038-39 | 2039-40 | 2040-41 | 2041-42 | 2042-43 | 2043-44 | 2044-45 | 2045-46 | 2046-47 | 2047-48 | 2048-49 | 2049-50
QLD1 | Grid Battery pump | 258 | 258.0007 | 258.0012 | 258.0012 | 258.0036 | 258.0036 | 258.0036 | 258.0036 | 258.3341 | 258.3341 | 258.3353 | 445.8204 | 445.8204 | 623.1088 | 623.1089 | 1303.1351 | 1306.4281 | 3042.7288 | 4159.251 | 4159.2512 | 4159.2518 | 4211.5168 | 4211.5162 | 4211.5164 | 4556.6803 | 4556.6807
QLD1 | Pumped Hydro Pump | 470 | 720 | 720 | 720 | 720.0106 | 720.0106 | 2718.0106 | 2718.0106 | 2718.0108 | 2718.0109 | 2718.0109 | 2718.0122 | 2718.0122 | 2718.0221 | 2718.0221 | 2718.0221 | 2718.0221 | 2718.0222 | 2718.0223 | 2718.0223 | 2718.0224 | 2718.0226 | 2718.0226 | 2718.0226 | 2718.0242 | 2718.0242
QLD1 | Coordinated CER storage pump | 85.4 | 183.3 | 289.4 | 430.3 | 601.6 | 901.9 | 1177.55 | 1461.7299 | 1774.5 | 2117.5201 | 2483.08 | 2898.57 | 3267.2099 | 3669.6901 | 4111.41 | 4524.47 | 4954.68 | 5393.3202 | 5848.2101 | 6316.2301 | 6807.3 | 7324.3101 | 7824.95 | 8342.24 | 8877.77 | 9386.2703
Region | Technology | 2024-25 | 2025-26 | 2026-27 | 2027-28 | 2028-29 | 2029-30 | 2030-31 | 2031-32 | 2032-33 | 2033-34 | 2034-35 | 2035-36 | 2036-37 | 2037-38 | 2038-39 | 2039-40 | 2040-41 | 2041-42 | 2042-43 | 2043-44 | 2044-45 | 2045-46 | 2046-47 | 2047-48 | 2048-49 | 2049-50
VIC1 | Grid Battery pump | 377.33 | 377.3307 | 727.3312 | 1256.257 | 1315.1493 | 1337.8067 | 1643.5068 | 1945.6068 | 2298.5921 | 2491.8068 | 3815.7066 | 3815.7066 | 3815.7066 | 3815.7066 | 3815.7066 | 3815.7067 | 3815.7067 | 3515.7067 | 3515.7068 | 3515.7068 | 3515.7068 | 3515.706 | 3515.7057 | 2986.78 | 2927.8876 | 2885.2304
VIC1 | Pumped Hydro Pump | 0 | 0 | 0 | 0 | 332.9945 | 332.9945 | 332.9945 | 332.9945 | 332.9946 | 332.9946 | 332.9946 | 332.9948 | 332.9949 | 332.9949 | 332.9949 | 332.9949 | 332.9949 | 332.9954 | 332.9954 | 332.9954 | 332.9956 | 332.9956 | 332.9956 | 332.9956 | 332.9956 | 332.9956
VIC1 | Coordinated CER storage pump | 120.4 | 225.6 | 352.1 | 506.9 | 670.6 | 931.2 | 1175.12 | 1436.6 | 1729.66 | 2058.69 | 2439.6 | 2865.9801 | 3277.8401 | 3727.7699 | 4203.77 | 4654.3499 | 5123.6 | 5607.4198 | 6115.0199 | 6644.5001 | 7216.1401 | 7819.3601 | 8404.9602 | 9010.5298 | 9631.8701 | 10232.0901
Region | Technology | 2024-25 | 2025-26 | 2026-27 | 2027-28 | 2028-29 | 2029-30 | 2030-31 | 2031-32 | 2032-33 | 2033-34 | 2034-35 | 2035-36 | 2036-37 | 2037-38 | 2038-39 | 2039-40 | 2040-41 | 2041-42 | 2042-43 | 2043-44 | 2044-45 | 2045-46 | 2046-47 | 2047-48 | 2048-49 | 2049-50
SA1 | Grid Battery pump | 532.07 | 532.0707 | 532.0712 | 532.0717 | 532.0717 | 532.0717 | 502.0717 | 502.0724 | 502.1564 | 502.1564 | 477.1564 | 489.7681 | 500.9982 | 500.9989 | 500.9989 | 500.999 | 500.9993 | 1322.4241 | 1414.9456 | 1156.9457 | 1156.9484 | 1146.9477 | 1146.9473 | 1146.9473 | 1096.1477 | 1096.1485
SA1 | Pumped Hydro Pump | 0 | 0 | 0 | 0 | 0.00037618 | 0.00038057 | 0.00042277 | 0.00042684 | 0.00073334 | 0.00073969 | 0.00074219 | 0.00087785 | 0.00096563 | 0.0010363 | 0.0010381 | 0.0010408 | 0.0010462 | 0.001169 | 0.0013452 | 0.0013531 | 0.0016145 | 0.0016179 | 0.0016194 | 0.0016219 | 0.0016237 | 0.0016334
SA1 | Coordinated CER storage pump | 96.4 | 139.1 | 187.1 | 246.5 | 313.2 | 425.8 | 529.89 | 635.84 | 751.26 | 875.74 | 1015.09 | 1158.89 | 1291.76 | 1439.7 | 1603.9001 | 1753.36 | 1901.39 | 2047.48 | 2199.0301 | 2352.14 | 2515.52 | 2682.9701 | 2841.8699 | 3003.65 | 3168.8801 | 3325.8399
Region | Technology | 2024-25 | 2025-26 | 2026-27 | 2027-28 | 2028-29 | 2029-30 | 2030-31 | 2031-32 | 2032-33 | 2033-34 | 2034-35 | 2035-36 | 2036-37 | 2037-38 | 2038-39 | 2039-40 | 2040-41 | 2041-42 | 2042-43 | 2043-44 | 2044-45 | 2045-46 | 2046-47 | 2047-48 | 2048-49 | 2049-50
TAS1 | Grid Battery pump | 2 | 2.0005 | 2.0006 | 2.0008 | 2.0009 | 2.0011 | 2.0013 | 2.0019 | 2.0025 | 2.0027 | 2.0027 | 2.003 | 2.0032 | 2.0034 | 2.0036 | 2.004 | 2.0044 | 2.0055 | 2.0058 | 2.0059 | 2.0066 | 2.0062 | 2.0069 | 2.0071 | 2.0082 | 2.0098
TAS1 | Pumped Hydro Pump | 0 | 0 | 0 | 0 | 0.0010301 | 0.0013657 | 0.01282 | 0.012823 | 0.03269 | 57.6436 | 57.6436 | 57.6437 | 57.6437 | 57.6437 | 57.6438 | 57.6438 | 57.6438 | 129.9572 | 129.9572 | 129.9572 | 129.9572 | 129.9572 | 129.9572 | 129.9573 | 129.9573 | 129.9579
TAS1 | Coordinated CER storage pump | 3 | 6.3 | 11.2 | 18 | 27 | 41.4 | 55.54 | 71.98 | 91.92 | 115.2 | 141.92 | 172.27 | 203.26 | 238.19 | 277.85 | 316.85 | 354.99 | 394.96 | 437.37 | 481.72 | 529.2 | 578.92 | 627.88 | 678.77 | 731.41 | 782.11

## Marinus_S1_REZ Generation
Annual sent-out generation by REZ (GWh) - Marinus_S1, Step Change scenario
Note: the REZ generation includes generation from the existing, committed and anticipated renewables mapped to the relevant REZs
Explicitly modelled generation
Region | REZ | REZ Name | Technology | 2024-25 | 2025-26 | 2026-27 | 2027-28 | 2028-29 | 2029-30 | 2030-31 | 2031-32 | 2032-33 | 2033-34 | 2034-35 | 2035-36 | 2036-37 | 2037-38 | 2038-39 | 2039-40 | 2040-41 | 2041-42 | 2042-43 | 2043-44 | 2044-45 | 2045-46 | 2046-47 | 2047-48 | 2048-49 | 2049-50
QLD | Q1 | Far North QLD | Solar | 0 | 7.031e-05 | 6.845e-05 | 8.1887e-05 | 8.2754e-05 | 9.9659e-05 | 0.000115 | 0.00010323 | 0.00011323 | 0.00011248 | 0.00010718 | 0.00011125 | 0.00010577 | 9.2484e-05 | 0.00010088 | 0.00010278 | 9.6266e-05 | 0.00010586 | 0.00010488 | 0.00010211 | 0.000103 | 9.9482e-05 | 8.6757e-05 | 9.6152e-05 | 0.00010009 | 9.5756e-05
QLD | Q2 | North Qld Clean Energy Hub | Solar | 196.1536 | 177.4794 | 159.7741 | 191.5889 | 171.7199 | 192.1518 | 212.3501 | 204.4665 | 204.0362 | 194.3626 | 192.1448 | 199.1342 | 200.5456 | 68.1787 | 69.5892 | 69.407 | 62.3475 | 65.8316 | 60.5076 | 59.6774 | 60.8296 | 65.1717 | 32.5199 | 32.9221 | 0.00011525 | 0.0001159
QLD | Q3 | Northern Qld | Solar | 1014.5756 | 915.307 | 778.5367 | 988.4402 | 858.4473 | 1028.5297 | 1182.5672 | 1097.751 | 1118.0107 | 1034.8298 | 1033.7221 | 1067.5529 | 1053.4343 | 2795.0096 | 3088.1477 | 3222.2124 | 2684.8379 | 3050.1948 | 3649.7936 | 3601.1815 | 3543.1869 | 3608.5855 | 3676.8989 | 3784.3093 | 4139.0058 | 3541.49
QLD | Q4 | Isaac | Solar | 1366.0026 | 1256.1651 | 1117.0994 | 1418.0255 | 1242.4436 | 1482.4266 | 1634.9372 | 1594.9361 | 1604.9347 | 1497.9921 | 1450.3602 | 1546.708 | 1525.7034 | 1300.5376 | 1419.4153 | 1438.2594 | 1280.8135 | 1395.589 | 1412.0398 | 1372.3787 | 1347.1252 | 1295.1359 | 1155.5731 | 1648.4782 | 998.0829 | 833.4941
QLD | Q5 | Barcaldine | Solar | 30.6677 | 27.4733 | 25.8467 | 30.9322 | 27.7419 | 30.4658 | 118.3259 | 155.4306 | 493.4412 | 1019.0431 | 995.8293 | 1080.8436 | 1142.5299 | 1232.0673 | 1288.4716 | 1312.333 | 1178.5689 | 1301.1959 | 1316.1213 | 1260.1271 | 1352.2592 | 1551.906 | 2228.3855 | 2347.4958 | 2686.3772 | 2597.15
QLD | Q6 | Fitzroy | Solar | 786.6532 | 712.2341 | 652.3894 | 809.6792 | 653.7312 | 800.7518 | 882.0524 | 958.1852 | 938.4515 | 934.669 | 916.4094 | 929.6886 | 931.5814 | 739.9841 | 817.8411 | 822.9633 | 771.1696 | 816.0576 | 6432.0094 | 6845.6846 | 6849.559 | 9147.9528 | 9992.626 | 11166.2164 | 10860.3207 | 11846.4046
QLD | Q7 | Wide Bay | Solar | 1220.4162 | 1062.1939 | 917.3762 | 1174.5946 | 933.3286 | 1097.7156 | 1238.7106 | 1261.0657 | 1218.1943 | 1170.7415 | 1164.0145 | 1179.9622 | 1190.6534 | 988.4957 | 1033.253 | 1048.6935 | 941.5868 | 1013.8705 | 1040.5838 | 1087.3679 | 1076.1749 | 2164.5795 | 1918.0258 | 1932.9034 | 1938.7176 | 3527.9917
QLD | Q8 | Darling Downs | Solar | 3609.6425 | 3249.2962 | 2894.1805 | 3739.3868 | 3084.2663 | 3553.8851 | 6849.2995 | 9633.9324 | 9695.7337 | 11910.4564 | 12755.1443 | 13629.4389 | 14101.7227 | 12279.7725 | 13529.5232 | 15116.8661 | 15963.3546 | 16314.3102 | 17124.9443 | 17417.7316 | 17572.3687 | 17447.5399 | 13672.9714 | 14133.5424 | 14255.1074 | 15943.2538
QLD | Q9 | Banana | Solar | 0 | 8.6927e-05 | 9.6807e-05 | 0.00020908 | 0.00020049 | 0.00046298 | 0.0020518 | 0.013262 | 0.012497 | 0.012307 | 0.012366 | 0.012692 | 0.01288 | 0.010161 | 3379.8657 | 3828.5657 | 10104.018 | 13237.316 | 13551.324 | 13687.011 | 13916.753 | 13928.077 | 11212.244 | 12487.76 | 12278.337 | 13088.324
NSW | N1 | North West NSW | Solar | 435.1321 | 346.0571 | 353.0724 | 375.82 | 389.2267 | 396.5238 | 440.9534 | 440.9958 | 423.4944 | 404.9423 | 386.771 | 416.494 | 414.7561 | 387.7438 | 382.3806 | 411.8182 | 417.4025 | 425.73 | 413.9256 | 410.4796 | 431.3906 | 423.2759 | 400.5095 | 410.8964 | 397.3274 | 389.9726
NSW | N2 | New England | Solar | 1267.8042 | 1262.4251 | 1308.6469 | 1353.6406 | 1106.8188 | 1203.9336 | 1339.1198 | 2143.2382 | 2021.4639 | 4184.5189 | 4035.2447 | 4321.7117 | 4301.1179 | 3847.081 | 6414.4371 | 6893.8647 | 6813.4267 | 6816.3805 | 9378.3205 | 8595.181 | 9496.0826 | 9346.0613 | 10644.5681 | 11052.0102 | 13036.1467 | 16258.778
NSW | N3 | Central-West Orana | Solar | 2128.5089 | 3630.1372 | 3667.2874 | 3758.1034 | 5058.7966 | 11117.0738 | 12627.8957 | 12526.5439 | 12343.9513 | 12183.3236 | 11716.2718 | 12455.0077 | 12351.8164 | 11993.0396 | 14250.7743 | 16083.4639 | 14897.4258 | 15719.8666 | 14905.127 | 14239.6039 | 15467.7124 | 15110.5341 | 13186.3718 | 13646.4168 | 17009.994 | 15041.197
NSW | N4 | Broken Hill | Solar | 122.4805 | 96.5502 | 90.7791 | 101.1774 | 188.5206 | 192.3011 | 202.9767 | 196.4916 | 196.5901 | 178.1938 | 181.8643 | 187.5754 | 191.6789 | 397.0893 | 387.0853 | 387.7285 | 360.6019 | 382.865 | 347.9393 | 488.0032 | 484.6869 | 484.5677 | 470.0837 | 474.7784 | 443.0527 | 412.4554
NSW | N5 | South West NSW | Solar | 2991.5495 | 2684.1299 | 3128.3594 | 3258.54 | 3167.1853 | 3229.3768 | 3385.2054 | 3308.5702 | 3388.5969 | 3167.1995 | 2992.3216 | 3171.6521 | 3173.8164 | 6825.8856 | 6561.3897 | 6666.7539 | 6819.0443 | 8184.901 | 7555.0141 | 7359.6293 | 7781.1059 | 7751.4376 | 8092.198 | 8174.0159 | 7687.1412 | 6535.8129
NSW | N6 | Wagga Wagga | Solar | 1550.7528 | 1374.3157 | 1373.8898 | 1450.8424 | 1324.4777 | 1392.2027 | 1500.9974 | 1426.674 | 1478.6037 | 1420.781 | 1350.3978 | 1403.2234 | 1419.0472 | 1269.11 | 1266.748 | 1313.6439 | 1188.2717 | 1297.2496 | 1224.8366 | 1152.7181 | 1218.8095 | 1803.5623 | 2829.5596 | 2918.6089 | 2830.5168 | 2514.0586
NSW | N7 | Tumut | Solar | 0 | 0 | 0 | 0 | 0 | 0 | 0 | 0 | 0 | 0 | 0 | 0 | 0 | 0 | 0 | 0 | 0 | 0 | 0 | 0 | 0 | 0 | 0 | 0 | 0 | 0
NSW | N8 | Cooma-Monaro | Solar | 0 | 0 | 0 | 0 | 0 | 0 | 0 | 0 | 0 | 0 | 0 | 0 | 0 | 0 | 0 | 0 | 0 | 0 | 0 | 0 | 0 | 0 | 0 | 0 | 0 | 0
VIC | V1 | Ovens Murray | Solar | 0 | 0.00010179 | 0.00016113 | 0.0033647 | 0.0056639 | 0.0061536 | 0.0064186 | 0.0057348 | 0.0061918 | 0.0059893 | 0.0058863 | 0.0062248 | 0.0060968 | 0.0053924 | 0.0088303 | 725.3797 | 655.7325 | 1417.523 | 1402.5894 | 1358.8914 | 1455.3638 | 1471.078 | 1358.1223 | 1380.1401 | 1392.6462 | 1274.1348
VIC | V2 | Murray River | Solar | 1181.8849 | 1124.0355 | 1090.839 | 1272.8361 | 1230.9736 | 1502.9953 | 1636.5605 | 1612.5012 | 4700.695 | 4640.2213 | 4434.8273 | 4575.7673 | 4674.3651 | 4289.7139 | 4632.4945 | 4756.5163 | 4516.0583 | 5103.1227 | 5037.6444 | 4945.8405 | 5208.9591 | 5380.7166 | 5251.7732 | 5423.9021 | 5446.6418 | 4996.0306
VIC | V3 | Western Victoria | Solar | 0 | 7.5769e-05 | 0.00011984 | 0.00078986 | 0.00066874 | 0.00076317 | 0.00075715 | 0.00068745 | 0.00074153 | 0.00073677 | 0.0007258 | 0.00076731 | 0.00077262 | 0.00062258 | 0.00090832 | 0.001026 | 0.0013112 | 603.623 | 621.0506 | 593.9363 | 638.7385 | 655.6063 | 548.0612 | 593.8261 | 579.472 | 544.8981
VIC | V4 | South West Victoria | Solar | 0 | 0 | 0 | 0 | 0 | 0 | 0 | 0 | 0 | 0 | 0 | 0 | 0 | 0 | 0 | 0 | 0 | 0 | 0 | 0 | 0 | 0 | 0 | 0 | 0 | 0
VIC | V5 | Gippsland | Solar | 0 | 114.0816 | 112.4532 | 125.7772 | 110.3818 | 118.3465 | 127.1499 | 119.1617 | 117.6723 | 123.2099 | 125.9089 | 128.1482 | 125.4857 | 106.7278 | 107.2667 | 111.0189 | 104.1269 | 693.6581 | 725.675 | 733.0411 | 765.9435 | 768.9713 | 675.0604 | 690.4097 | 709.4959 | 668.8653
VIC | V6 | Central North VIC | Solar | 813.5558 | 1019.9109 | 1015.7621 | 1190.8744 | 1142.4001 | 1231.5273 | 1249.8414 | 1192.369 | 1233.5272 | 1222.9111 | 1126.9656 | 1183.8338 | 1181.9604 | 1089.3942 | 1104.9861 | 1078.4476 | 1023.3164 | 1457.3752 | 1449.9633 | 1418.9119 | 1446.0794 | 1477.0397 | 1519.5917 | 1555.8787 | 1561.7461 | 1479.2583
SA | S1 | South East SA | Solar | 281.8549 | 747.1587 | 920.0363 | 958.3191 | 851.4065 | 895.0722 | 898.9633 | 852.7924 | 851.5865 | 869.5896 | 852.1571 | 847.0855 | 863.7411 | 765.9363 | 822.3542 | 807.3752 | 718.373 | 787.6211 | 771.0983 | 755.172 | 769.9146 | 795.7426 | 662.0858 | 696.5041 | 682.5613 | 490.7612
SA | S2 | Riverland | Solar | 39.7429 | 91.3106 | 103.8124 | 110.3739 | 93.9336 | 96.4363 | 101.8674 | 87.2089 | 87.1254 | 89.6812 | 89.2522 | 87.542 | 91.789 | 200.7707 | 293.2055 | 317.9732 | 1246.3647 | 3516.4179 | 4340.0304 | 4701.6852 | 4831.8794 | 5078.3022 | 4609.336 | 4655.0176 | 4544.7124 | 4466.3296
SA | S3 | Mid-North SA | Solar | 0 | 0.00010692 | 0.00014313 | 0.00047995 | 0.00049782 | 0.00052121 | 0.0005472 | 0.00050558 | 0.00062046 | 0.00062599 | 0.00061987 | 0.00061491 | 0.00064307 | 0.0011537 | 0.0011802 | 0.0017106 | 0.001631 | 0.0041135 | 0.0047086 | 0.0065006 | 0.0062832 | 0.006606 | 0.0057566 | 0.0059972 | 0.0061727 | 0.005898
SA | S4 | Yorke Peninsula | Solar | 0 | 0 | 0 | 0 | 0 | 0 | 0 | 0 | 0 | 0 | 0 | 0 | 0 | 0 | 0 | 0 | 0 | 0 | 0 | 0 | 0 | 0 | 0 | 0 | 0 | 0
SA | S5 | Northern SA | Solar | 697.3409 | 592.0459 | 732.9999 | 765.6242 | 739.7843 | 723.1052 | 727.775 | 723.7027 | 702.8369 | 671.225 | 663.8234 | 658.3299 | 675.6672 | 669.5494 | 657.5656 | 650.3341 | 610.1834 | 654.3347 | 589.1449 | 588.1526 | 141.4998 | 129.3016 | 119.3579 | 0.043104 | 0.043619 | 0.041616
SA | S6 | Leigh Creek | Solar | 0 | 0.00013243 | 0.00024677 | 0.00066755 | 116.0496 | 117.1208 | 121.0389 | 119.9363 | 117.7874 | 113.9729 | 117.8279 | 117.4933 | 121.5615 | 555.1808 | 657.7238 | 822.41 | 770.1126 | 898.5366 | 813.9913 | 947.4572 | 969.0266 | 1007.6399 | 2259.111 | 2265.195 | 2368.788 | 2301.577
SA | S7 | Roxby Downs | Solar | 0 | 0.00017753 | 0.00026548 | 373.4121 | 326.0191 | 328.3163 | 342.212 | 335.0712 | 325.7342 | 321.3939 | 332.367 | 327.2724 | 338.9012 | 1129.4618 | 1128.3617 | 1235.8813 | 1146.8376 | 1205.3223 | 1113.0194 | 1222.0815 | 1230.4309 | 1283.552 | 1117.4812 | 1098.6571 | 1107.6324 | 1063.0619
SA | S8 | Eastern Eyre Peninsula | Solar | 0 | 9.1405e-05 | 0.00010377 | 0.00027334 | 0.00024783 | 0.00026616 | 0.00028605 | 0.00025678 | 0.00033462 | 0.00036478 | 0.00037414 | 0.00035937 | 0.00038349 | 0.00037782 | 0.00056039 | 0.00085224 | 0.0007793 | 0.0011057 | 0.0012979 | 0.0019561 | 0.001827 | 0.0019646 | 0.0016383 | 0.0017534 | 0.0019686 | 0.0018389
SA | S9 | Western Eyre Peninsula | Solar | 0 | 0.000113 | 0.00017715 | 0.00079439 | 0.00077037 | 0.0008095 | 0.00085381 | 0.00079708 | 0.00088551 | 0.00088683 | 0.00089978 | 0.00087442 | 0.00090596 | 0.0016597 | 0.0018869 | 0.017815 | 0.016523 | 289.0248 | 348.3695 | 411.3213 | 401.1172 | 420.9144 | 346.2907 | 350.4553 | 360.0513 | 337.5207
TAS | T1 | North East Tasmania | Solar | 0 | 0.00015099 | 0.00014983 | 0.00014128 | 0.00012907 | 0.00019532 | 0.00018959 | 0.00016497 | 0.00028232 | 0.00030445 | 0.00029185 | 0.00030414 | 0.0002946 | 0.0002553 | 0.00033869 | 0.00052623 | 0.00052403 | 0.00058133 | 0.0006398 | 0.00057843 | 0.00058059 | 0.00056555 | 0.00053525 | 0.00053267 | 0.00093755 | 0.00084613
TAS | T2 | North West Tasmania | Solar | 0 | 8.4822e-05 | 0.00010024 | 0.00010623 | 0.0001191 | 0.00017388 | 0.00017285 | 0.00015719 | 0.00020927 | 0.00023815 | 0.00021258 | 0.00022333 | 0.00022236 | 0.00019493 | 0.00029843 | 0.00072382 | 0.00065608 | 0.00068827 | 0.00079368 | 0.00067414 | 0.00068342 | 0.00068464 | 0.00061941 | 0.00065524 | 0.00091537 | 0.00084935
TAS | T3 | Central Highlands | Solar | 0 | 0.00011552 | 0.00011694 | 0.00011666 | 0.00010076 | 0.00010105 | 0.00014752 | 0.00014555 | 0.00024596 | 0.00026737 | 0.00024268 | 0.00025057 | 0.00025278 | 0.0002393 | 0.0002756 | 0.00048501 | 0.00047927 | 0.00059509 | 0.00065814 | 0.00057268 | 0.00057039 | 0.00057768 | 0.00053878 | 0.00051487 | 0.00093256 | 0.0009364
Region | REZ | REZ Name | Technology | 2024-25 | 2025-26 | 2026-27 | 2027-28 | 2028-29 | 2029-30 | 2030-31 | 2031-32 | 2032-33 | 2033-34 | 2034-35 | 2035-36 | 2036-37 | 2037-38 | 2038-39 | 2039-40 | 2040-41 | 2041-42 | 2042-43 | 2043-44 | 2044-45 | 2045-46 | 2046-47 | 2047-48 | 2048-49 | 2049-50
QLD | Q1 | Far North QLD | Wind | 1015.6977 | 2792.5871 | 2749.5434 | 2950.4811 | 2731.7726 | 3027.5063 | 3198.1565 | 3202.1376 | 3022.8013 | 2609.2823 | 2849.469 | 2997.3838 | 2930.8693 | 2734.2824 | 2905.2758 | 2924.7078 | 2863.8962 | 2800.8962 | 2435.4149 | 2233.7944 | 2335.5515 | 2234.9041 | 2113.3466 | 2261.2992 | 1651.3104 | 1680.5153
QLD | Q2 | North Qld Clean Energy Hub | Wind | 116.5607 | 150.5977 | 153.5079 | 164.3305 | 127.5375 | 130.5415 | 148.5468 | 151.5207 | 146.4241 | 133.2294 | 145.2531 | 154.3005 | 157.9781 | 129.9191 | 128.2058 | 139.2322 | 143.3384 | 145.5051 | 135.058 | 146.8171 | 155.4829 | 25.8461 | 25.8778 | 26.2698 | 26.4938 | 26.9303
QLD | Q3 | Northern Qld | Wind | 0 | 0 | 0 | 0 | 0 | 0 | 0 | 0 | 0 | 0 | 0 | 0 | 0 | 0 | 0 | 0 | 0 | 0 | 0 | 0 | 0 | 0 | 0 | 0 | 0 | 0
QLD | Q4 | Isaac | Wind | 0 | 1090.1466 | 1814.9649 | 1847.6927 | 5266.4463 | 5445.6449 | 5937.6459 | 6959.3346 | 6343.2025 | 7580.997 | 7733.5571 | 7794.4214 | 7734.4652 | 9002.552 | 9003.0366 | 9512.9125 | 9851.4893 | 9338.5198 | 8893.693 | 9076.4354 | 9107.7148 | 8714.3737 | 8827.3637 | 8796.706 | 9213.9302 | 9727.3415
QLD | Q5 | Barcaldine | Wind | 0 | 0.00056013 | 237.7738 | 234.8996 | 259.8161 | 262.7711 | 301.7463 | 277.9562 | 1045.2425 | 2452.5565 | 2418.7158 | 2500.6445 | 2385.5786 | 2390.4758 | 2311.1537 | 2531.6915 | 2377.3271 | 2560.4212 | 2531.8336 | 2495.352 | 2580.2303 | 2408.3866 | 3799.4735 | 3637.489 | 4592.7014 | 4474.0782
QLD | Q6 | Fitzroy | Wind | 0 | 0.0018323 | 1022.5689 | 1068.2942 | 2560.2712 | 2733.7111 | 3198.3472 | 5166.9486 | 5061.2408 | 7059.1811 | 7437.2707 | 7138.977 | 7057.4522 | 9291.2143 | 9486.2335 | 9355.3784 | 9078.1658 | 9245.2967 | 8650.7845 | 8822.6233 | 8467.2049 | 8254.7078 | 12602.2327 | 12711.4785 | 12460.4495 | 12209.576
QLD | Q7 | Wide Bay | Wind | 0 | 0.00024109 | 0.00032071 | 0.00030916 | 577.2438 | 618.812 | 640.8407 | 584.1376 | 605.8658 | 568.938 | 558.3378 | 569.0369 | 530.4709 | 649.7295 | 670.7942 | 665.9028 | 586.4992 | 634.8076 | 596.4617 | 582.5323 | 590.1167 | 559.2541 | 937.2641 | 990.7453 | 988.0405 | 900.4846
QLD | Q8 | Darling Downs | Wind | 4401.8226 | 6353.2864 | 11344.2115 | 12246.1066 | 12186.4579 | 14446.8763 | 16314.2255 | 15086.9614 | 20832.9128 | 24922.0404 | 24640.0789 | 25710.7773 | 28856.2613 | 28784.8392 | 27975.1347 | 28449.2214 | 25852.7067 | 28487.0594 | 27065.1308 | 26882.9986 | 26887.1995 | 27090.5567 | 27526.3275 | 26669.4869 | 26947.2859 | 24912.6221
QLD | Q9 | Banana | Wind | 0 | 0.00025902 | 0.00046598 | 0.00046184 | 2150.9495 | 2199.6239 | 2325.4615 | 2201.9387 | 2271.5991 | 2089.5696 | 2128.2927 | 2185.3135 | 2079.2627 | 2195.9765 | 2194.088 | 2227.2473 | 2071.7163 | 2209.4906 | 2051.1311 | 2083.7095 | 2128.4895 | 2010.1799 | 2170.1391 | 2139.88 | 2160.0204 | 2041.9345
NSW | N1 | North West NSW | Wind | 0 | 0 | 0 | 0 | 0 | 0 | 0 | 0 | 0 | 0 | 0 | 0 | 0 | 0 | 0 | 0 | 0 | 0 | 0 | 0 | 0 | 0 | 0 | 0 | 0 | 0
NSW | N2 | New England | Wind | 1317.1794 | 8588.6947 | 9172.6193 | 11035.3807 | 18490.2595 | 19334.7806 | 22278.7775 | 21122.9435 | 21933.5002 | 21208.5229 | 22901.6915 | 23683.0726 | 24121.2991 | 25099.3004 | 22089.5959 | 22842.6777 | 21114.9396 | 22511.6241 | 21785.929 | 20567.6527 | 21134.848 | 21631.8865 | 23092.7585 | 20730.0037 | 20881.2345 | 18808.5294
NSW | N3 | Central-West Orana | Wind | 379.5705 | 3300.5334 | 4238.1847 | 4423.8484 | 4504.5688 | 4687.2332 | 4770.7577 | 4621.265 | 7266.1179 | 7009.326 | 6832.4068 | 7295.4102 | 7476.2588 | 7335.6909 | 6749.6843 | 6653.588 | 6389.2586 | 7318.4886 | 7056.666 | 6904.512 | 7333.0508 | 8439.1613 | 8525.9503 | 7915.2932 | 7736.531 | 7132.5329
NSW | N4 | Broken Hill | Wind | 626.6993 | 609.6921 | 800.8048 | 808.5114 | 755.3035 | 822.3585 | 847.9745 | 857.985 | 839.3559 | 802.418 | 784.9837 | 867.5906 | 860.6597 | 789.9558 | 820.6462 | 826.0522 | 822.6024 | 818.559 | 790.823 | 456.8725 | 678.1797 | 707.2127 | 676.5738 | 707.9517 | 709.7522 | 714.0257
NSW | N5 | South West NSW | Wind | 0 | 0.001968 | 0.0021222 | 0.0022103 | 0.001803 | 0.0047925 | 0.0047978 | 1037.1257 | 2574.0284 | 2547.451 | 2598.5863 | 2761.05 | 2821.6448 | 2397.0508 | 2563.0727 | 2557.856 | 2663.9558 | 2429.4378 | 3048.5561 | 3110.1415 | 3485.2821 | 4110.1847 | 3518.4941 | 3757.218 | 4167.8276 | 5190.3472
NSW | N6 | Wagga Wagga | Wind | 0 | 0.00054569 | 0.00058105 | 0.00059307 | 0.00053866 | 0.00080063 | 0.00079995 | 0.0011095 | 0.0011983 | 0.001181 | 0.0010768 | 0.0012119 | 0.0013283 | 0.0011978 | 0.0012847 | 0.0012113 | 0.0019246 | 0.0020361 | 0.0021523 | 0.0019435 | 0.0021194 | 0.0029813 | 0.0027979 | 0.0033051 | 0.003133 | 0.0094501
NSW | N7 | Tumut | Wind | 0 | 0 | 0 | 0 | 0 | 0 | 0 | 0 | 0 | 0 | 0 | 0 | 0 | 0 | 0 | 0 | 0 | 0 | 0 | 0 | 0 | 0 | 0 | 0 | 0 | 0
NSW | N8 | Cooma-Monaro | Wind | 312.1006 | 1129.9528 | 1172.6484 | 1155.6784 | 1222.0759 | 1186.3749 | 1285.6679 | 1312.4742 | 1175.5741 | 1203.1827 | 1163.7203 | 1250.9248 | 1206.1077 | 1232.1045 | 1184.2191 | 1247.8908 | 1132.3597 | 1055.9113 | 1100.2363 | 1036.1242 | 1126.5285 | 2108.5833 | 2312.7943 | 2274.2381 | 2320.1079 | 2358.1134
VIC | V1 | Ovens Murray | Wind | 0 | 0 | 0 | 0 | 0 | 0 | 0 | 0 | 0 | 0 | 0 | 0 | 0 | 0 | 0 | 0 | 0 | 0 | 0 | 0 | 0 | 0 | 0 | 0 | 0 | 0
VIC | V2 | Murray River | Wind | 0 | 0 | 0 | 0 | 0 | 0 | 0 | 0 | 0 | 0 | 0 | 0 | 0 | 0 | 0 | 0 | 0 | 0 | 0 | 0 | 0 | 0 | 0 | 0 | 0 | 0
VIC | V3 | Western Victoria | Wind | 4885.1321 | 4641.6246 | 4845.7224 | 8672.0709 | 8673.5224 | 10608.929 | 10315.5357 | 11292.393 | 10594.1552 | 10528.7162 | 9806.3482 | 10368.1585 | 10589.3003 | 9307.6636 | 9932.2461 | 9201.0008 | 9925.6713 | 9145.7569 | 9160.3139 | 8824.1156 | 8562.2689 | 8983.6445 | 8312.7901 | 9485.0914 | 9055.4035 | 8160.8778
VIC | V4 | South West Victoria | Wind | 5607.9859 | 8379.2734 | 8780.9143 | 12120.5143 | 11501.9792 | 13358.081 | 12875.1282 | 14230.2955 | 12428.8041 | 12607.2724 | 12775.9413 | 13327.755 | 13687.5388 | 11877.8472 | 11925.3204 | 10945.4942 | 11575.886 | 10244.6686 | 11988.7769 | 11964.5189 | 12770.2621 | 11737.2586 | 10369.0597 | 11063.4024 | 10342.7582 | 11502.1166
VIC | V5 | Gippsland | Wind | 0 | 0.00047525 | 1267.4229 | 1733.9909 | 1534.0779 | 1588.5998 | 1542.2736 | 1690.9592 | 1529.8232 | 1520.7101 | 1528.2188 | 1524.0692 | 1674.6124 | 1450.9131 | 1460.8341 | 1363.7629 | 1465.9706 | 1372.1757 | 1381.5253 | 1426.5096 | 1442.089 | 1631.8947 | 1454.6024 | 1476.4515 | 1406.3123 | 1541.7907
VIC | V6 | Central North VIC | Wind | 0 | 0.00020373 | 0.0011477 | 0.007873 | 0.0069659 | 0.0076582 | 0.0074376 | 0.0078746 | 0.0088398 | 0.0088351 | 0.0077909 | 0.0084847 | 0.0083785 | 0.0072742 | 0.0076247 | 0.0070363 | 0.0072989 | 0.0075646 | 0.0074963 | 0.0066196 | 0.0073645 | 0.0074767 | 0.006621 | 0.0073891 | 0.0069572 | 0.008206
SA | S1 | South East SA | Wind | 655.454 | 624.6699 | 759.5796 | 785.3434 | 646.5535 | 2952.4603 | 2876.5982 | 3255.5947 | 3732.1831 | 3749.0652 | 3633.9576 | 3721.805 | 4074.9834 | 3674.3221 | 3647.8489 | 3490.8214 | 3782.0711 | 3463.5002 | 3514.171 | 3442.8502 | 3775.3662 | 4351.922 | 3761.645 | 4528.8806 | 4814.7296 | 5449.3201
SA | S2 | Riverland | Wind | 0 | 0.0001611 | 0.0008246 | 0.00078878 | 0.00065065 | 0.00081299 | 0.0014317 | 0.0014751 | 0.0022167 | 0.0023349 | 0.0021723 | 0.0027787 | 0.0026349 | 0.002273 | 0.0025333 | 0.0025472 | 0.0027012 | 0.0024898 | 0.0039614 | 0.0037004 | 0.0042503 | 0.0041192 | 0.0034943 | 0.0039512 | 0.0041126 | 0.0043153
SA | S3 | Mid-North SA | Wind | 3933.9295 | 4471.9433 | 6157.1177 | 6173.2397 | 5699.2934 | 6201.374 | 6285.2731 | 6663.5169 | 5866.6725 | 5785.3413 | 5387.0713 | 6930.348 | 7533.0224 | 7097.2634 | 7322.0525 | 6428.7632 | 6816.9788 | 6263.2 | 6318.4166 | 5543.6411 | 6364.2759 | 5869.252 | 5125.7108 | 5316.5443 | 5212.4146 | 5564.627
SA | S4 | Yorke Peninsula | Wind | 234.0093 | 193.8845 | 295.32 | 306.0435 | 294.3991 | 270.1294 | 274.6152 | 320.2103 | 275.1911 | 296.6723 | 267.3838 | 304.2149 | 282.2669 | 272.7941 | 283.5157 | 278.9745 | 310.127 | 279.802 | 289.7739 | 271.0205 | 312.7521 | 294.7937 | 267.4134 | 272.0484 | 262.6414 | 289.9413
SA | S5 | Northern SA | Wind | 1260.6082 | 1132.8469 | 1341.8095 | 1377.21 | 1269.0223 | 1259.2125 | 1303.3154 | 1301.6449 | 1166.3254 | 1211.1425 | 1172.69 | 1265.3892 | 1261.5583 | 1201.4196 | 1224.46 | 1254.338 | 1240.7841 | 1153.8396 | 1172.2638 | 1165.9638 | 1261.6133 | 596.6292 | 471.7902 | 471.4586 | 487.7445 | 519.0068
SA | S6 | Leigh Creek | Wind | 0 | 0.00033738 | 0.0018344 | 0.0018234 | 1962.4916 | 1881.7311 | 1923.7629 | 1906.1955 | 1801.9365 | 1765.4347 | 1655.7442 | 1762.1059 | 1687.0379 | 1869.4262 | 1816.905 | 1848.4555 | 1792.0992 | 1734.7888 | 1638.0176 | 1583.0631 | 1683.7482 | 1675.7206 | 4469.0865 | 4369.5711 | 4375.0199 | 4330.0064
SA | S7 | Roxby Downs | Wind | 0 | 0 | 0 | 0 | 0 | 0 | 0 | 0 | 0 | 0 | 0 | 0 | 0 | 0 | 0 | 0 | 0 | 0 | 0 | 0 | 0 | 0 | 0 | 0 | 0 | 0
SA | S8 | Eastern Eyre Peninsula | Wind | 293.2344 | 263.2641 | 328.5735 | 330.3326 | 337.7259 | 333.7029 | 356.5809 | 362.3368 | 800.8036 | 819.4484 | 774.2974 | 732.9173 | 671.57 | 675.266 | 688.9013 | 690.7701 | 758.0552 | 677.1007 | 671.421 | 650.683 | 830.2459 | 850.8052 | 780.7526 | 800.412 | 777.8132 | 857.2388
SA | S9 | Western Eyre Peninsula | Wind | 0 | 0.00029588 | 956.8324 | 938.1494 | 903.5668 | 896.4454 | 901.6253 | 1002.975 | 1051.9491 | 1059.0584 | 988.3691 | 1115.4689 | 1027.7809 | 1030.7362 | 1045.4239 | 1060.3116 | 1177.5722 | 1046.8765 | 1023.3068 | 965.27 | 1109.9622 | 1063.6645 | 988.1555 | 1004.4813 | 983.9871 | 1107.6458
TAS | T1 | North East Tasmania | Wind | 500.797 | 566.9644 | 538.1566 | 553.8742 | 514.7636 | 486.9387 | 410.4516 | 463.0407 | 438.7412 | 445.4854 | 491.5278 | 460.5121 | 476.0635 | 450.1323 | 426.3371 | 404.5768 | 451.2021 | 431.6583 | 429.3237 | 487.9158 | 476.1115 | 489.035 | 462.3896 | 445.728 | 428.414 | 482.4426
TAS | T2 | North West Tasmania | Wind | 831.5931 | 884.0934 | 944.756 | 950.9306 | 949.1946 | 1381.4332 | 4014.3622 | 4387.6163 | 4412.1412 | 4232.5309 | 4385.5567 | 4519.2011 | 4625.1573 | 4457.4756 | 4464.8048 | 4121.5031 | 4431.5725 | 4459.8328 | 4204.8195 | 4449.8618 | 4666.5602 | 4740.6528 | 4565.7076 | 4577.8481 | 4269.1777 | 4608.3745
TAS | T3 | Central Highlands | Wind | 475.024 | 733.839 | 1838.1471 | 3337.6135 | 4169.0181 | 4604.288 | 6157.0621 | 6539.1201 | 6450.9064 | 6303.4913 | 6579.5264 | 6507.2765 | 7040.8121 | 6607.4558 | 6773.4049 | 6302.5164 | 6602.7851 | 6532.5979 | 6279.9539 | 6664.6487 | 6266.0705 | 6719.9035 | 6348.1196 | 6510.8862 | 6109.9839 | 6385.7568
Region | REZ | REZ Name | Technology | 2024-25 | 2025-26 | 2026-27 | 2027-28 | 2028-29 | 2029-30 | 2030-31 | 2031-32 | 2032-33 | 2033-34 | 2034-35 | 2035-36 | 2036-37 | 2037-38 | 2038-39 | 2039-40 | 2040-41 | 2041-42 | 2042-43 | 2043-44 | 2044-45 | 2045-46 | 2046-47 | 2047-48 | 2048-49 | 2049-50
NSW | O1 | Hunter Coast | Offshore Wind | 0 | 0 | 0 | 2.7298e-05 | 3.3205e-05 | 3.053e-05 | 4.3104e-05 | 4.1552e-05 | 5.012e-05 | 5.275e-05 | 5.7813e-05 | 6.2429e-05 | 7.4625e-05 | 8.3579e-05 | 6.9531e-05 | 8.7326e-05 | 7.9755e-05 | 9.8207e-05 | 0.00011358 | 0.00011995 | 0.00011938 | 0.00013516 | 0.00016059 | 0.00013322 | 0.00017653 | 0.00015843
NSW | O2 | Illawarra Coast | Offshore Wind | 0 | 0 | 0 | 2.4527e-05 | 0.00015385 | 0.0001476 | 0.00017535 | 0.00018656 | 0.00020977 | 0.00021793 | 0.00021523 | 0.00028124 | 0.00027586 | 0.00035785 | 0.00032532 | 0.00036585 | 0.00040704 | 0.00045445 | 0.00049827 | 0.0004848 | 0.00053008 | 0.00051634 | 0.00077559 | 0.00070744 | 0.0010225 | 0.0010499
VIC | O3 | Gippsland Coast | Offshore Wind | 0 | 0 | 0 | 3.3455e-05 | 1847.3934 | 3752.0141 | 5552.7951 | 8007.9071 | 9767.1401 | 12523.6261 | 15259.3051 | 18135.2191 | 17840.3441 | 18405.5861 | 18012.2131 | 17417.0182 | 18649.1392 | 17296.7562 | 17846.3612 | 18195.2252 | 19045.2902 | 18731.3632 | 18525.2872 | 18279.1452 | 17661.6332 | 19175.3902
TAS | O4 | North West Tasmania Coast | Offshore Wind | 0 | 0 | 0 | 2.4931e-05 | 0.00011271 | 0.00016814 | 0.00014767 | 0.00016228 | 0.0001766 | 0.00020452 | 0.00019163 | 0.00023099 | 0.00022969 | 0.00023288 | 0.00028543 | 0.00031414 | 0.0003383 | 0.00030967 | 0.00032999 | 0.00030558 | 0.0003217 | 0.0003202 | 0.00038583 | 0.00039809 | 0.00046265 | 0.00056678
VIC | O5 | Portland Coast | Offshore Wind | 0 | 0 | 0 | 2.4971e-05 | 0.0002883 | 0.003575 | 0.0034777 | 0.003557 | 0.0032373 | 0.0032526 | 0.0031634 | 1329.5505 | 4694.9901 | 6898.4561 | 11203.1831 | 13700.6502 | 14314.0662 | 12983.7972 | 13066.6392 | 13002.0702 | 13960.8742 | 14300.4292 | 13673.6552 | 14750.6522 | 13819.4632 | 14629.5962
SA | O6 | South East SA Coast | Offshore Wind | 0 | 0 | 0 | 2.3958e-05 | 0.00010563 | 0.00014007 | 0.00014454 | 0.00015977 | 0.00017012 | 0.00019077 | 0.00019042 | 0.00020034 | 0.00022474 | 0.0002364 | 0.00030815 | 0.00031183 | 0.00033289 | 0.00032414 | 0.00041369 | 0.00041089 | 0.0004001 | 0.00048574 | 0.000486 | 0.00062945 | 0.00061944 | 0.00066398

## Marinus_S1_REZ Capacity
Installed capacity by REZ (MW) - Marinus_S1, Step Change scenario
Capacity calculated on 1 July. In early study years some wind and solar projects enter later in the financial year and are therefore reflected in the following financial year's capacity.
Note: the REZ capacity includes capacity from the existing, committed and anticipated renewables mapped to the relevant REZs
Explicitly modelled generation
Region | REZ | REZ Name | Technology | 2024-25 | 2025-26 | 2026-27 | 2027-28 | 2028-29 | 2029-30 | 2030-31 | 2031-32 | 2032-33 | 2033-34 | 2034-35 | 2035-36 | 2036-37 | 2037-38 | 2038-39 | 2039-40 | 2040-41 | 2041-42 | 2042-43 | 2043-44 | 2044-45 | 2045-46 | 2046-47 | 2047-48 | 2048-49 | 2049-50
QLD | Q1 | Far North QLD | Solar | 0 | 0 | 0 | 0 | 0 | 0 | 0 | 0 | 0 | 0 | 0 | 0 | 0 | 0 | 0 | 0 | 0 | 0 | 0 | 0 | 0 | 0 | 0 | 0 | 0 | 0
QLD | Q2 | North Qld Clean Energy Hub | Solar | 83 | 83 | 83 | 83 | 83 | 83 | 83 | 83 | 83 | 83 | 83 | 83 | 83 | 33 | 33 | 33 | 33 | 33 | 33 | 33 | 33 | 33 | 18 | 18 | 0 | 0
QLD | Q3 | Northern Qld | Solar | 513.997 | 513.997 | 513.997 | 513.9971 | 513.9972 | 513.9973 | 513.999 | 513.999 | 513.9992 | 514.0059 | 514.0059 | 514.0059 | 514.0059 | 1644.0875 | 1644.0875 | 1644.0875 | 1644.0875 | 1644.0875 | 2085.4249 | 2070.2667 | 2070.2667 | 2178.9235 | 2633.3993 | 2522.9993 | 2793.6029 | 2737.7568
QLD | Q4 | Isaac | Solar | 684.9 | 684.9 | 684.9 | 684.9 | 684.9002 | 684.9003 | 684.9021 | 684.9021 | 684.9021 | 684.9021 | 684.9021 | 684.9021 | 684.9021 | 684.9021 | 684.9033 | 684.9034 | 684.9034 | 684.9041 | 764.9946 | 764.9946 | 722.4946 | 722.4946 | 722.4947 | 969.4891 | 628.9982 | 532.5417
QLD | Q5 | Barcaldine | Solar | 14 | 14 | 14 | 14.0002 | 14.0574 | 14.0574 | 51.4676 | 71.0379 | 216.8593 | 452.4164 | 452.4164 | 470.2404 | 484.1687 | 651.7311 | 651.7311 | 653.212 | 653.212 | 653.212 | 723.0359 | 709.0359 | 744.1765 | 890.0994 | 1388.9012 | 1427.0253 | 1632.0983 | 1678.4647
QLD | Q6 | Fitzroy | Solar | 401.5 | 401.5 | 401.5 | 401.5 | 401.5002 | 401.5003 | 401.5008 | 429.9769 | 429.9769 | 429.9769 | 429.9769 | 429.9769 | 429.9769 | 429.9795 | 429.9795 | 429.9795 | 429.9796 | 429.9796 | 3219.0405 | 3472.561 | 3472.561 | 4572.203 | 5935.4526 | 5935.4526 | 5935.4526 | 6741.74
QLD | Q7 | Wide Bay | Solar | 607.83 | 607.83 | 607.83 | 607.8301 | 607.8302 | 607.8302 | 607.8302 | 607.8305 | 607.8305 | 607.8305 | 607.8305 | 607.8305 | 607.8305 | 607.8309 | 607.8322 | 607.8346 | 607.8388 | 607.8388 | 670.0848 | 708.3532 | 708.3533 | 1360.0093 | 1417.7224 | 1339.2628 | 1339.2628 | 2444.2
QLD | Q8 | Darling Downs | Solar | 1636.558 | 1636.558 | 1636.558 | 1636.5582 | 1636.5583 | 1636.5584 | 2980.3983 | 4161.4481 | 4307.999 | 5369.3012 | 5732.809 | 5945.7626 | 6134.1254 | 6726.3095 | 6726.3095 | 7236.2763 | 8083.1464 | 8083.1464 | 8507.558 | 8482.558 | 8323.958 | 8291.854 | 8042.5 | 7642.5 | 7608 | 8893.014
QLD | Q9 | Banana | Solar | 0 | 0 | 0 | 0.00011378 | 0.00013787 | 0.00026121 | 0.0010054 | 0.0061638 | 0.0061657 | 0.0061908 | 0.006191 | 0.0061914 | 0.0062606 | 0.0062936 | 1606.1095 | 1785.4446 | 4750.549 | 5916.842 | 6100 | 6100 | 6100 | 6100 | 6100 | 6100 | 6100 | 6555.981
NSW | N1 | North West NSW | Solar | 166 | 166.0001 | 166.0002 | 166.0006 | 191.7822 | 191.7822 | 191.7822 | 191.7822 | 191.7822 | 191.7822 | 191.7822 | 191.7822 | 191.7822 | 211.1339 | 217.5666 | 229.336 | 246.3505 | 246.3505 | 249.963 | 264.9334 | 264.9334 | 264.9334 | 268.9736 | 278.8481 | 278.8481 | 278.8482
NSW | N2 | New England | Solar | 555 | 620 | 620 | 620 | 620 | 638.8137 | 638.8138 | 986.1506 | 986.1506 | 1971.3776 | 1971.3776 | 1971.3776 | 1971.3776 | 2204.2936 | 3540 | 3540 | 3540 | 3540 | 4703.144 | 4756.5493 | 4756.5493 | 4756.55 | 6565.5503 | 6582.8223 | 7772.299 | 10519.027
NSW | N3 | Central-West Orana | Solar | 902.095 | 1739.095 | 1739.095 | 1739.095 | 2523.2182 | 5340.859 | 5340.859 | 5340.859 | 5340.859 | 5340.859 | 5340.859 | 5340.859 | 5340.859 | 6207.4803 | 7448.4446 | 7734.3523 | 7752.095 | 7752.095 | 7650.07 | 7650.07 | 7650.07 | 7650.07 | 7650.07 | 7878.5773 | 9633.387 | 9485.835
NSW | N4 | Broken Hill | Solar | 53 | 53.0001 | 53.0001 | 53.0003 | 96.3283 | 96.3283 | 96.3283 | 96.3283 | 96.3283 | 96.3283 | 96.3283 | 96.3283 | 96.3283 | 220.8652 | 220.8652 | 220.8652 | 220.8652 | 220.8652 | 220.8652 | 298.3286 | 298.3286 | 298.3286 | 305.5632 | 310.693 | 310.693 | 310.693
NSW | N5 | South West NSW | Solar | 1500.4 | 1500.4 | 1500.4 | 1500.4002 | 1500.4013 | 1500.4013 | 1500.4013 | 1500.4013 | 1500.4013 | 1500.4013 | 1500.4013 | 1500.4013 | 1500.4013 | 3457.1313 | 3306.8313 | 3306.8313 | 3756.0712 | 4127.3932 | 4127.3932 | 4236.9618 | 4236.9618 | 4236.9618 | 4871.0695 | 4871.0695 | 4871.0695 | 4531.3506
NSW | N6 | Wagga Wagga | Solar | 683.028 | 683.028 | 683.028 | 683.0281 | 683.0285 | 683.0285 | 683.0285 | 683.0285 | 683.0285 | 683.0285 | 683.0285 | 683.0285 | 683.0285 | 683.0293 | 683.0293 | 683.0293 | 683.0293 | 683.0308 | 683.0308 | 683.0309 | 683.0309 | 1020.3037 | 1711.028 | 1711.028 | 1711.028 | 1711.028
NSW | N7 | Tumut | Solar | 0 | 0 | 0 | 0 | 0 | 0 | 0 | 0 | 0 | 0 | 0 | 0 | 0 | 0 | 0 | 0 | 0 | 0 | 0 | 0 | 0 | 0 | 0 | 0 | 0 | 0
NSW | N8 | Cooma-Monaro | Solar | 0 | 0 | 0 | 0 | 0 | 0 | 0 | 0 | 0 | 0 | 0 | 0 | 0 | 0 | 0 | 0 | 0 | 0 | 0 | 0 | 0 | 0 | 0 | 0 | 0 | 0
VIC | V1 | Ovens Murray | Solar | 0 | 0 | 0.00011226 | 0.0020599 | 0.0038131 | 0.0038131 | 0.0038137 | 0.003814 | 0.0038317 | 0.0038319 | 0.0038321 | 0.0038322 | 0.0038323 | 0.0038624 | 0.0062696 | 489.1784 | 489.1784 | 1000 | 1000 | 1000.0001 | 1000.0001 | 1000.0001 | 1000.0002 | 1000.0002 | 1000.0002 | 1000.0002
VIC | V2 | Murray River | Solar | 679.093 | 774.093 | 774.093 | 774.093 | 774.093 | 774.093 | 774.093 | 774.093 | 2235.8675 | 2235.8675 | 2235.8675 | 2235.8675 | 2235.8675 | 2341.7649 | 2479.4564 | 2657.6267 | 2657.6267 | 2955.681 | 2955.681 | 3052.9678 | 3052.9678 | 3021.8648 | 3329.1636 | 3329.1636 | 3467.714 | 3246.9775
VIC | V3 | Western Victoria | Solar | 0 | 0 | 0 | 0.00049262 | 0.00049824 | 0.00049853 | 0.00049871 | 0.00049938 | 0.00050222 | 0.00050291 | 0.00050302 | 0.00050311 | 0.00050354 | 0.00050664 | 0.00069212 | 0.00079976 | 0.0010974 | 400 | 400 | 400 | 400 | 400 | 400 | 400 | 400.0001 | 400.0001
VIC | V4 | South West Victoria | Solar | 0 | 0 | 0 | 0 | 0 | 0 | 0 | 0 | 0 | 0 | 0 | 0 | 0 | 0 | 0 | 0 | 0 | 0 | 0 | 0 | 0 | 0 | 0 | 0 | 0 | 0
VIC | V5 | Gippsland | Solar | 0 | 77 | 77 | 77 | 77 | 77 | 77 | 77 | 77 | 77 | 77 | 77 | 77 | 77 | 77 | 77.0001 | 77.0001 | 500 | 500 | 500 | 500.0001 | 500.0001 | 500.0001 | 500.0001 | 500.0002 | 500.0002
VIC | V6 | Central North VIC | Solar | 402.48 | 622.48 | 622.48 | 622.48 | 622.48 | 622.48 | 622.48 | 622.48 | 622.48 | 622.48 | 622.48 | 622.48 | 622.48 | 622.48 | 622.48 | 622.48 | 622.48 | 896.8415 | 896.8415 | 957.3264 | 898.6257 | 898.6257 | 1022.0325 | 1022.0325 | 1053.4799 | 1053.4799
SA | S1 | South East SA | Solar | 155.16 | 512.16 | 512.16 | 512.16 | 512.16 | 512.16 | 512.16 | 512.16 | 512.16 | 512.16 | 512.16 | 512.16 | 512.16 | 512.16 | 512.16 | 512.16 | 512.16 | 512.16 | 512.16 | 512.16 | 512.16 | 512.16 | 512.16 | 512.16 | 512.16 | 404.16
SA | S2 | Riverland | Solar | 25.26 | 55.26 | 55.26 | 55.26 | 55.26 | 55.26 | 55.26 | 49.14 | 49.14 | 49.14 | 49.14 | 49.14 | 49.14 | 123.2812 | 172.237 | 183.5473 | 769.2502 | 1987.0633 | 2566.6095 | 2812.6244 | 2812.6244 | 2805.2444 | 3220.0437 | 3220.0437 | 3220.0437 | 3220.0437
SA | S3 | Mid-North SA | Solar | 0 | 0 | 0 | 0.00028729 | 0.00033694 | 0.00033732 | 0.00033783 | 0.0003392 | 0.00040076 | 0.00040404 | 0.00040414 | 0.00040422 | 0.00040467 | 0.00084723 | 0.00085187 | 0.0012169 | 0.0012451 | 0.002926 | 0.0034471 | 0.0047193 | 0.0047197 | 0.0047204 | 0.0047374 | 0.0047385 | 0.0047434 | 0.0047451
SA | S4 | Yorke Peninsula | Solar | 0 | 0 | 0 | 0 | 0 | 0 | 0 | 0 | 0 | 0 | 0 | 0 | 0 | 0 | 0 | 0 | 0 | 0 | 0 | 0 | 0 | 0 | 0 | 0 | 0 | 0
SA | S5 | Northern SA | Solar | 349.2 | 349.2 | 349.2001 | 349.2004 | 349.2005 | 349.2005 | 349.2005 | 349.2005 | 349.2005 | 349.2005 | 349.2005 | 349.2005 | 349.2005 | 349.2012 | 349.2012 | 349.2016 | 349.2016 | 349.2045 | 349.2308 | 349.2308 | 79.2308 | 79.2308 | 79.2309 | 0.030883 | 0.030886 | 0.030888
SA | S6 | Leigh Creek | Solar | 0 | 0 | 0.00014674 | 0.00036908 | 58.3549 | 58.3549 | 58.3549 | 58.3549 | 58.3549 | 58.3549 | 58.3549 | 58.3549 | 58.3549 | 304.079 | 360.665 | 453.9389 | 453.9389 | 505.8876 | 505.8876 | 568.259 | 568.259 | 568.259 | 1447.4502 | 1447.4502 | 1558.7814 | 1558.7814
SA | S7 | Roxby Downs | Solar | 0 | 0 | 0.00014959 | 156.3925 | 156.3925 | 156.3925 | 156.3925 | 156.3925 | 156.3925 | 156.3925 | 156.3925 | 156.3925 | 156.3925 | 603.0147 | 603.0147 | 663.2896 | 663.2896 | 663.2896 | 663.2896 | 701.8419 | 701.8419 | 701.8419 | 733.1566 | 733.1566 | 742.3676 | 742.3676
SA | S8 | Eastern Eyre Peninsula | Solar | 0 | 0 | 0 | 0.00017179 | 0.00018428 | 0.00018556 | 0.00018728 | 0.00018856 | 0.00023656 | 0.00025403 | 0.00025415 | 0.00025424 | 0.000255 | 0.00031024 | 0.00043605 | 0.00063642 | 0.00063925 | 0.00085943 | 0.0010203 | 0.0014748 | 0.0014751 | 0.0014762 | 0.0014838 | 0.0014862 | 0.0015825 | 0.0015856
SA | S9 | Western Eyre Peninsula | Solar | 0 | 0 | 0.00011385 | 0.00045052 | 0.00049432 | 0.00049491 | 0.00049535 | 0.00049699 | 0.00053876 | 0.00054245 | 0.00054255 | 0.00054262 | 0.00054294 | 0.0011572 | 0.0012907 | 0.011638 | 0.011656 | 180.3435 | 230.7399 | 269.6189 | 269.6189 | 269.6189 | 269.6189 | 269.6189 | 269.619 | 269.619
TAS | T1 | North East Tasmania | Solar | 0 | 0 | 0 | 0 | 0.00010094 | 0.00014049 | 0.00014111 | 0.00014225 | 0.00021214 | 0.00021257 | 0.00021262 | 0.0002127 | 0.00021291 | 0.00021789 | 0.0002768 | 0.00041867 | 0.00047302 | 0.00048126 | 0.00048225 | 0.00048252 | 0.00048286 | 0.00048374 | 0.00049496 | 0.00049653 | 0.00079937 | 0.00081942
TAS | T2 | North West Tasmania | Solar | 0 | 0 | 0 | 0 | 0.00011064 | 0.0001456 | 0.00014655 | 0.00014946 | 0.00018447 | 0.000185 | 0.00018505 | 0.00018516 | 0.00018551 | 0.00019786 | 0.00027186 | 0.00064203 | 0.00064533 | 0.00064871 | 0.00065056 | 0.00065125 | 0.00065246 | 0.00065409 | 0.00066094 | 0.00066417 | 0.00088076 | 0.00089993
TAS | T3 | Central Highlands | Solar | 0 | 0 | 0 | 0 | 0 | 0 | 0.000122 | 0.00013246 | 0.00019579 | 0.00019626 | 0.00019629 | 0.00019636 | 0.00019659 | 0.00021942 | 0.00025443 | 0.00041659 | 0.00045005 | 0.00051144 | 0.00051286 | 0.0005132 | 0.00051367 | 0.0005148 | 0.00053132 | 0.00053245 | 0.00085229 | 0.00092864
Region | REZ | REZ Name | Technology | 2024-25 | 2025-26 | 2026-27 | 2027-28 | 2028-29 | 2029-30 | 2030-31 | 2031-32 | 2032-33 | 2033-34 | 2034-35 | 2035-36 | 2036-37 | 2037-38 | 2038-39 | 2039-40 | 2040-41 | 2041-42 | 2042-43 | 2043-44 | 2044-45 | 2045-46 | 2046-47 | 2047-48 | 2048-49 | 2049-50
QLD | Q1 | Far North QLD | Wind | 330.318 | 821.7955 | 821.7956 | 821.7956 | 821.7956 | 821.7956 | 821.7956 | 821.7956 | 821.7956 | 821.7956 | 821.7956 | 821.7956 | 821.7956 | 821.7956 | 821.7956 | 821.7956 | 821.7956 | 821.7956 | 821.7956 | 641.2776 | 641.2776 | 641.2776 | 641.2776 | 641.2776 | 491.4776 | 491.4776
QLD | Q2 | North Qld Clean Energy Hub | Wind | 43.2 | 51.7221 | 51.7221 | 51.7221 | 51.7222 | 51.7222 | 51.7222 | 51.7222 | 51.7222 | 51.7222 | 51.7222 | 51.7222 | 51.7222 | 51.7222 | 51.7222 | 51.7222 | 51.7222 | 51.7222 | 51.7222 | 51.7222 | 51.7222 | 8.5222 | 8.5222 | 8.5222 | 8.5222 | 8.5222
QLD | Q3 | Northern Qld | Wind | 0 | 0 | 0 | 0 | 0 | 0 | 0 | 0 | 0 | 0 | 0 | 0 | 0 | 0 | 0 | 0 | 0 | 0 | 0 | 0 | 0 | 0 | 0 | 0 | 0 | 0
QLD | Q4 | Isaac | Wind | 0 | 450.0002 | 752.3541 | 752.3541 | 2200.7693 | 2200.7693 | 2200.7693 | 2455.2756 | 2455.2756 | 3131.8062 | 3131.8071 | 3131.8074 | 3216.6172 | 3800 | 3800 | 3800 | 3800 | 3800 | 3800 | 3800 | 3800 | 3800 | 3800 | 3800 | 3800 | 3800
QLD | Q5 | Barcaldine | Wind | 0 | 0.00015423 | 94.8297 | 94.8297 | 111.2421 | 111.2421 | 111.2422 | 111.2423 | 396.2954 | 990.3177 | 1000.0013 | 1000.0013 | 1000.0013 | 1000.0061 | 1000.0061 | 1000.0061 | 1000.0061 | 1000.0062 | 1072.3988 | 1072.4003 | 1072.4003 | 1072.4003 | 1672.9959 | 1672.9959 | 1938.9438 | 1946.1787
QLD | Q6 | Fitzroy | Wind | 0 | 0.00059085 | 392.8264 | 392.8264 | 900.0005 | 900.0033 | 1058.4702 | 1790.0657 | 1790.0657 | 2718.632 | 2804.2323 | 2804.2323 | 2804.2323 | 3500 | 3500 | 3500 | 3500 | 3500 | 3500 | 3500 | 3500 | 3500 | 4920.9998 | 4921 | 4921 | 4921
QLD | Q7 | Wide Bay | Wind | 0 | 0 | 0 | 0 | 265.3923 | 265.3923 | 265.3923 | 265.3923 | 265.3923 | 265.3923 | 265.3923 | 265.3923 | 265.3923 | 291.6323 | 291.6323 | 291.6323 | 291.6323 | 291.6323 | 291.6323 | 291.6323 | 291.6323 | 291.6323 | 446.3628 | 453.8422 | 453.8422 | 453.8422
QLD | Q8 | Darling Downs | Wind | 1548.89 | 2284.4046 | 4239.7722 | 4239.7722 | 4302.093 | 5273.6832 | 5673.3275 | 5673.3275 | 7423.4916 | 9501.5936 | 9501.5936 | 9501.594 | 10704.9984 | 10704.9984 | 10704.9984 | 10704.9984 | 10704.9984 | 10704.9984 | 10704.9984 | 10704.9984 | 10252.1084 | 10415.666 | 10415.666 | 10415.666 | 10415.666 | 10415.666
QLD | Q9 | Banana | Wind | 0 | 0 | 0.00014732 | 0.00014829 | 899.9999 | 900 | 900.0001 | 900.0001 | 900.0004 | 900.0005 | 900.0006 | 900.0006 | 900.0007 | 900.0019 | 900.0019 | 900.0019 | 900.0019 | 900.0019 | 900.0019 | 900.0019 | 900.0019 | 900.0022 | 900.0023 | 900.0023 | 900.0023 | 900.0023
NSW | N1 | North West NSW | Wind | 0 | 0 | 0 | 0 | 0 | 0 | 0 | 0 | 0 | 0 | 0 | 0 | 0 | 0 | 0 | 0 | 0 | 0 | 0 | 0 | 0 | 0 | 0 | 0 | 0 | 0
NSW | N2 | New England | Wind | 442.48 | 2950.9869 | 3115.0791 | 3570.3318 | 5994.4583 | 6742.762 | 7216.722 | 7216.722 | 7333.0733 | 7333.0733 | 7842.48 | 7842.48 | 7842.48 | 7842.48 | 7670 | 7670 | 7670 | 7670 | 7670 | 7400 | 7400 | 7400 | 7400 | 7400 | 7400 | 7400
NSW | N3 | Central-West Orana | Wind | 113.19 | 1236.2467 | 1531.19 | 1531.19 | 1531.19 | 1708.0505 | 1708.0505 | 1708.0505 | 2586.2853 | 2586.2853 | 2586.2853 | 2586.2853 | 2586.2853 | 2586.2853 | 2586.2853 | 2586.2853 | 2586.2853 | 2759.6409 | 2759.6409 | 2759.6409 | 2759.6409 | 3113.1898 | 3113.19 | 3113.19 | 3113.19 | 3000
NSW | N4 | Broken Hill | Wind | 198.94 | 198.9404 | 262.1593 | 262.1593 | 262.1593 | 274.3416 | 274.3416 | 274.3417 | 283.378 | 283.378 | 283.378 | 292.1922 | 292.1922 | 292.1922 | 292.1922 | 292.1922 | 292.1922 | 297.206 | 303.8769 | 202.868 | 283.1675 | 304.2857 | 304.2857 | 304.2858 | 312.4633 | 312.4633
NSW | N5 | South West NSW | Wind | 0 | 0.00093398 | 0.00094001 | 0.00094084 | 0.00094092 | 0.0021769 | 0.0021838 | 401.5523 | 1100.0012 | 1100.0014 | 1100.0014 | 1100.0021 | 1100.0021 | 1100.0021 | 1100.0021 | 1100.0021 | 1100.0022 | 1100.0035 | 1400.9365 | 1400.9365 | 1470.5103 | 1716.2141 | 1716.2141 | 1716.2141 | 1929.4582 | 2289.7826
NSW | N6 | Wagga Wagga | Wind | 0 | 0.00030022 | 0.00030099 | 0.00030178 | 0.00030316 | 0.00042345 | 0.00043747 | 0.00059184 | 0.00065488 | 0.00065823 | 0.0006585 | 0.00067999 | 0.00072612 | 0.00072835 | 0.00078112 | 0.00078483 | 0.0011495 | 0.001229 | 0.0013237 | 0.0013245 | 0.0013368 | 0.001799 | 0.0018066 | 0.002143 | 0.0021485 | 0.005863
NSW | N7 | Tumut | Wind | 0 | 0 | 0 | 0 | 0 | 0 | 0 | 0 | 0 | 0 | 0 | 0 | 0 | 0 | 0 | 0 | 0 | 0 | 0 | 0 | 0 | 0 | 0 | 0 | 0 | 0
NSW | N8 | Cooma-Monaro | Wind | 113 | 384.9871 | 384.9871 | 384.9871 | 413 | 413 | 413 | 413 | 413 | 413 | 413 | 413 | 416.5044 | 434.1431 | 434.1431 | 434.1431 | 380.5991 | 380.5991 | 380.5991 | 380.5991 | 380.5991 | 753.7799 | 828 | 828 | 828 | 828
VIC | V1 | Ovens Murray | Wind | 0 | 0 | 0 | 0 | 0 | 0 | 0 | 0 | 0 | 0 | 0 | 0 | 0 | 0 | 0 | 0 | 0 | 0 | 0 | 0 | 0 | 0 | 0 | 0 | 0 | 0
VIC | V2 | Murray River | Wind | 0 | 0 | 0 | 0 | 0 | 0 | 0 | 0 | 0 | 0 | 0 | 0 | 0 | 0 | 0 | 0 | 0 | 0 | 0 | 0 | 0 | 0 | 0 | 0 | 0 | 0
VIC | V3 | Western Victoria | Wind | 1934.5 | 1934.5 | 1934.5004 | 2979.5909 | 3283.3835 | 3739.5453 | 3743.6946 | 3743.6946 | 3958.8353 | 3906.3353 | 3714.3353 | 3714.3353 | 3714.3353 | 3714.3353 | 3714.3353 | 3714.3353 | 3714.3353 | 3714.3353 | 3683.2853 | 3552.0853 | 3240.0853 | 3240.0854 | 3298.8344 | 3490.3068 | 3547.05 | 2809
VIC | V4 | South West Victoria | Wind | 2082.66 | 3170.66 | 3170.6602 | 4031.6593 | 4323.2591 | 4551.0334 | 4551.0334 | 4551.0334 | 4631.3967 | 4631.3967 | 4631.3967 | 4631.3967 | 4631.3967 | 4564.1967 | 4144.1967 | 4144.1967 | 3962.4967 | 3962.4967 | 4636.1936 | 4443.594 | 4443.594 | 3780.6 | 3780.6 | 3780.6 | 3780.6 | 3780.6
VIC | V5 | Gippsland | Wind | 0 | 0.00012135 | 442.2333 | 527.241 | 527.241 | 527.241 | 527.241 | 527.241 | 527.241 | 527.241 | 527.241 | 527.241 | 527.241 | 527.241 | 527.241 | 527.241 | 527.241 | 527.241 | 527.241 | 527.241 | 527.241 | 527.2411 | 527.2411 | 527.2411 | 527.2411 | 527.2411
VIC | V6 | Central North VIC | Wind | 0 | 0 | 0.00049226 | 0.0031676 | 0.0032329 | 0.003237 | 0.0032409 | 0.0032761 | 0.0037422 | 0.003743 | 0.0037433 | 0.0037437 | 0.0037441 | 0.0037447 | 0.0037453 | 0.0037465 | 0.0037491 | 0.003754 | 0.0037559 | 0.0037569 | 0.0037598 | 0.003764 | 0.0037694 | 0.0039957 | 0.0040225 | 0.0045013
SA | S1 | South East SA | Wind | 324.5 | 324.5 | 324.5025 | 324.5025 | 324.5025 | 1124.5007 | 1124.5012 | 1124.5015 | 1493.8399 | 1493.84 | 1493.84 | 1367.34 | 1484.3235 | 1484.3235 | 1333.8282 | 1333.8282 | 1294.8282 | 1294.8282 | 1342.3218 | 1342.3218 | 1342.3218 | 1490.4615 | 1490.4615 | 1712.3648 | 1957.0879 | 1965.8872
SA | S2 | Riverland | Wind | 0 | 0 | 0.00039024 | 0.00039116 | 0.00039198 | 0.00044657 | 0.00075074 | 0.0007694 | 0.0012663 | 0.0012827 | 0.0012837 | 0.0014275 | 0.001432 | 0.0014366 | 0.0014993 | 0.0015171 | 0.0015478 | 0.0015681 | 0.0023765 | 0.0023785 | 0.0023832 | 0.0023951 | 0.0024058 | 0.002569 | 0.0026808 | 0.0026855
SA | S3 | Mid-North SA | Wind | 1343.06 | 1756.06 | 1945.8466 | 1945.8466 | 1945.8466 | 2137.3795 | 2137.3795 | 2137.3795 | 2137.3795 | 2038.6796 | 2038.6796 | 2301.5573 | 2601.1595 | 2601.1595 | 2601.1595 | 2274.4595 | 2274.4595 | 2274.4595 | 2274.4599 | 2060.5999 | 2060.5999 | 1929.7999 | 1929.7999 | 1929.8 | 1929.8 | 1929.8
SA | S4 | Yorke Peninsula | Wind | 90.75 | 90.75 | 109.6891 | 109.6891 | 109.6891 | 107.3532 | 110.3869 | 114.1443 | 115.9054 | 115.9054 | 115.9054 | 115.9054 | 115.9054 | 115.9055 | 115.9055 | 115.9055 | 115.9055 | 115.9055 | 115.9055 | 115.9055 | 115.9055 | 115.9056 | 115.9062 | 115.9062 | 115.9062 | 115.9075
SA | S5 | Northern SA | Wind | 422.4 | 422.4 | 422.4 | 422.4 | 422.4 | 422.4 | 422.4 | 422.4 | 422.4 | 422.4 | 422.4 | 422.4 | 422.4 | 422.4 | 422.4 | 422.4 | 422.4 | 422.4 | 422.4 | 422.4 | 422.4 | 210 | 210 | 210 | 210 | 210
SA | S6 | Leigh Creek | Wind | 0 | 0 | 0.00072448 | 0.00072724 | 600.0015 | 600.0015 | 600.0015 | 600.0015 | 600.0015 | 600.0015 | 600.0015 | 600.0015 | 600.0015 | 600.0094 | 600.0094 | 600.0094 | 600.0094 | 600.0094 | 600.0094 | 600.0094 | 600.0094 | 600.0094 | 1589.1878 | 1589.1878 | 1589.1878 | 1589.1878
SA | S7 | Roxby Downs | Wind | 0 | 0 | 0 | 0 | 0 | 0 | 0 | 0 | 0 | 0 | 0 | 0 | 0 | 0 | 0 | 0 | 0 | 0 | 0 | 0 | 0 | 0 | 0 | 0 | 0 | 0
SA | S8 | Eastern Eyre Peninsula | Wind | 136 | 136 | 136.0011 | 136.0011 | 136.0017 | 136.0061 | 141.8965 | 141.9047 | 338.0343 | 338.0343 | 338.0343 | 268.0343 | 268.0343 | 268.0344 | 268.0344 | 268.0346 | 268.0346 | 268.0346 | 268.0346 | 268.0346 | 298.6394 | 318.5165 | 318.5166 | 318.5166 | 318.5166 | 318.5166
SA | S9 | Western Eyre Peninsula | Wind | 0 | 0 | 314.3861 | 327.7977 | 327.7977 | 327.7977 | 327.7977 | 327.7978 | 400.0009 | 400.0009 | 400.0009 | 400.0009 | 400.0009 | 400.0009 | 400.0009 | 400.001 | 400.001 | 400.001 | 400.001 | 400.001 | 400.0011 | 400.0012 | 400.0016 | 400.0016 | 400.0016 | 400.0016
TAS | T1 | North East Tasmania | Wind | 168 | 168.0001 | 168.0001 | 168.0004 | 168.001 | 168.0031 | 168.0031 | 168.0031 | 168.0031 | 168.0031 | 168.0031 | 168.0031 | 168.0031 | 168.0031 | 168.0031 | 168.0031 | 168.0031 | 168.0031 | 168.0031 | 168.0031 | 168.0031 | 168.0031 | 168.0031 | 168.0031 | 168.0032 | 168.0032
TAS | T2 | North West Tasmania | Wind | 251.35 | 251.3501 | 251.3503 | 251.3503 | 287.0828 | 449.3171 | 1182.8615 | 1182.8616 | 1182.862 | 1182.862 | 1182.862 | 1182.862 | 1182.862 | 1182.862 | 1182.862 | 1182.862 | 1182.862 | 1182.862 | 1182.862 | 1182.862 | 1182.862 | 1182.862 | 1182.862 | 1182.862 | 1182.862 | 1182.862
TAS | T3 | Central Highlands | Wind | 144 | 187.6213 | 427.2078 | 712.5521 | 967.5656 | 1108.8088 | 1597.6047 | 1597.6047 | 1597.6047 | 1597.6047 | 1597.6047 | 1597.6047 | 1597.6047 | 1597.6047 | 1597.6047 | 1597.6048 | 1597.6047 | 1597.6047 | 1597.6047 | 1597.6047 | 1453.6047 | 1453.6048 | 1453.6048 | 1453.6048 | 1453.6048 | 1453.6048
Region | REZ | REZ Name | Technology | 2024-25 | 2025-26 | 2026-27 | 2027-28 | 2028-29 | 2029-30 | 2030-31 | 2031-32 | 2032-33 | 2033-34 | 2034-35 | 2035-36 | 2036-37 | 2037-38 | 2038-39 | 2039-40 | 2040-41 | 2041-42 | 2042-43 | 2043-44 | 2044-45 | 2045-46 | 2046-47 | 2047-48 | 2048-49 | 2049-50
NSW | O1 | Hunter Coast | Offshore Wind | 0 | 0 | 0 | 0 | 0 | 0 | 0 | 0 | 0 | 0 | 0 | 0 | 0 | 0 | 0 | 0 | 0 | 0 | 0 | 0 | 0 | 0 | 0 | 0 | 0 | 0
NSW | O2 | Illawarra Coast | Offshore Wind | 0 | 0 | 0 | 0 | 0 | 0 | 0 | 0 | 0 | 0 | 0 | 0 | 0 | 0.00010382 | 0.00010409 | 0.0001125 | 0.00012546 | 0.00014349 | 0.00015815 | 0.00016168 | 0.00017019 | 0.00017508 | 0.00024592 | 0.0002468 | 0.00034834 | 0.00035622
VIC | O3 | Gippsland Coast | Offshore Wind | 0 | 0 | 0 | 0 | 499.9999 | 999.999 | 1499.9989 | 1999.9989 | 2666.999 | 3332.9988 | 3999.9988 | 4623.5757 | 4708.13 | 4994.466 | 4994.466 | 5052 | 5052 | 5052 | 5052 | 5052 | 5052 | 5052 | 5052 | 5052 | 5052 | 5052
TAS | O4 | North West Tasmania Coast | Offshore Wind | 0 | 0 | 0 | 0 | 0 | 0 | 0 | 0 | 0 | 0 | 0 | 0 | 0 | 0 | 0 | 0 | 0 | 0 | 0 | 0 | 0 | 0 | 0.00011501 | 0.00011627 | 0.00014476 | 0.00016411
VIC | O5 | Portland Coast | Offshore Wind | 0 | 0 | 0 | 0 | 0 | 0.0010039 | 0.0010298 | 0.0010315 | 0.0010356 | 0.0010395 | 0.0010422 | 376.4245 | 1291.8699 | 2005.534 | 3005.534 | 3948 | 3948 | 3948 | 3948 | 3948 | 3948 | 3948 | 3948 | 3948 | 3948 | 3948
SA | O6 | South East SA Coast | Offshore Wind | 0 | 0 | 0 | 0 | 0 | 0 | 0 | 0 | 0 | 0 | 0 | 0 | 0 | 0 | 0 | 0 | 0 | 0.00010549 | 0.00013105 | 0.00013169 | 0.00013197 | 0.00015448 | 0.00016557 | 0.00020026 | 0.00020846 | 0.00021044

## Marinus_S1_VOM Cost
VOM cost by technology ($000s) - Marinus_S1, Step Change scenario
VOM | Real June 2023 dollars discounted to 1 July 2023.
Explicitly modelled generation
Region | Technology | 2024-25 | 2025-26 | 2026-27 | 2027-28 | 2028-29 | 2029-30 | 2030-31 | 2031-32 | 2032-33 | 2033-34 | 2034-35 | 2035-36 | 2036-37 | 2037-38 | 2038-39 | 2039-40 | 2040-41 | 2041-42 | 2042-43 | 2043-44 | 2044-45 | 2045-46 | 2046-47 | 2047-48 | 2048-49 | 2049-50
NEM | Black Coal | 387459.3825 | 285227.9919 | 229724.9321 | 192600.0089 | 136757.4371 | 93799.2708 | 76750.5263 | 55126.5803 | 49744.1596 | 30070.9549 | 24093.555 | 15399.8939 | 13420.9873 | 13588.9771 | 0.013005 | 0.01171 | 0.0039379 | 0.0031721 | 0.0029215 | 0.0028674 | 0.002521 | 0.0020236 | 0.0019155 | 0.0018361 | 0.0015996 | 0.0014147
NEM | Brown Coal | 132942.297 | 103088.3675 | 81859.072 | 31822.2845 | 27332.6273 | 10658.8476 | 0.0078107 | 0.0041906 | 0.0032644 | 0.0015064 | 0 | 0 | 0 | 0 | 0 | 0 | 0 | 0 | 0 | 0 | 0 | 0 | 0 | 0 | 0 | 0
NEM | CCGT | 16294.1699 | 20934.3655 | 30639.062 | 59018.238 | 47491.7374 | 52887.5782 | 50373.5312 | 43342.3494 | 41162.0122 | 38435.531 | 35070.0909 | 30916.4072 | 22551.4107 | 18554.3939 | 17840.7966 | 14593.357 | 12789.8774 | 10366.1533 | 10709.538 | 7549.3328 | 6170.2728 | 3054.9965 | 1930.9334 | 1650.0521 | 1527.1329 | 1468.8078
NEM | Gas - Steam | 99.1648 | 723.7379 | 4915.896 | 3820.839 | 4776.144 | 2523.6988 | 1928.5988 | 1901.1555 | 1635.0226 | 1613.1718 | 1528.8476 | 897.5293 | 803.1035 | 716.3192 | 808.0028 | 0 | 0 | 0 | 0 | 0 | 0 | 0 | 0 | 0 | 0 | 0
NEM | OCGT / Diesel | 1314.7645 | 683.3778 | 2777.8327 | 29943.1393 | 15368.2722 | 29912.8352 | 29857.96 | 39483.0912 | 28919.7637 | 27560.6042 | 40633.4899 | 29762.2578 | 29565.6992 | 27931.6424 | 32831.2595 | 40750.8066 | 38332.5914 | 30656.7423 | 22670.1839 | 33619.9737 | 23095.4857 | 21822.729 | 18455.3305 | 16090.2151 | 17637.7775 | 15184.2406
NEM | Hydro | 112273.0194 | 130938.9887 | 115763.8271 | 95897.0833 | 103664.5617 | 98843.9245 | 76309.8501 | 72999.9636 | 64324.3457 | 64858.478 | 66964.5452 | 59977.2845 | 48882.5914 | 57397.1732 | 47063.9748 | 39959.7083 | 35625.4503 | 32473.6767 | 33126.7395 | 32536.8363 | 28982.7245 | 24838.4399 | 29444.1892 | 23745.7056 | 20803.8996 | 17887.0809
NEM | Hydrogen Turbine | 0 | 0.0014986 | 351.6587 | 231.8095 | 1124.9298 | 16.3394 | 6.3756 | 0.0015364 | 228.965 | 51.2663 | 126.0825 | 285.5722 | 146.6712 | 169.7573 | 0.0019662 | 427.372 | 192.0206 | 896.8299 | 261.0046 | 1935.1844 | 2172.8649 | 4426.5483 | 6859.004 | 6491.3272 | 6469.7853 | 6051.9218
NEM | Wind | 2940.6152 | 4468.2806 | 5365.2768 | 5995.3828 | 6920.6272 | 7275.8117 | 7536.7258 | 7558.5048 | 7523.1365 | 7507.6905 | 7208.9374 | 7180.9138 | 7122.2338 | 6690.7085 | 6245.2279 | 5862.2007 | 5490.2983 | 5073.9912 | 4701.7322 | 4338.9028 | 4191.4921 | 3944.7151 | 3772.9511 | 3512.6141 | 3248.5397 | 3060.4676
NEM | Solar PV | 1948.6707 | 1866.0145 | 1746.3636 | 1860.4894 | 1680.2307 | 2085.1751 | 2325.6337 | 2351.077 | 2369.3268 | 2413.3086 | 2227.6309 | 2199.0931 | 2077.9734 | 2038.9668 | 2269.5142 | 2313.2331 | 2313.9377 | 2520.2477 | 2593.5937 | 2465.8608 | 2389.5935 | 2332.1835 | 2068.7813 | 2025.8288 | 1987.2705 | 1900.0885
NEM | Grid Battery | 61.0781 | 88.376 | 107.8202 | 325.2061 | 272.6842 | 275.3703 | 266.18 | 281.866 | 304.5084 | 294.9403 | 320.8045 | 339.2559 | 320.4685 | 290.8334 | 286.5343 | 363.7077 | 328.0658 | 651.5793 | 783.2718 | 712.0285 | 670.9359 | 665.9831 | 524.7949 | 452.3008 | 453.1909 | 396.2854
NEM | Pumped Hydro | 7219.5667 | 10518.9305 | 10613.1445 | 8942.4485 | 7191.4718 | 15804.4701 | 23829.7645 | 24230.9253 | 23796.4871 | 23108.7939 | 21959.5559 | 20777.8247 | 19702.0226 | 17938.5808 | 14140.284 | 13826.8801 | 10276.9055 | 11499.3072 | 10450.6313 | 8776.7572 | 7878.9158 | 7375.991 | 7327.1644 | 6147.194 | 4742.7679 | 4068.1816
NEM | Coordinated CER storage | 31.6107 | 54.2942 | 83.6722 | 111.5277 | 125.5228 | 177.9324 | 213.3757 | 241.318 | 278.3831 | 313.0807 | 335.4952 | 370.0102 | 399.2214 | 385.8716 | 433.3047 | 447.2805 | 444.5441 | 477.149 | 486.7373 | 486.0568 | 505.3714 | 522.4747 | 481.4664 | 495.0451 | 484.8626 | 461.4398
Total excluding storage |  | 662584.3396 | 558592.7266 | 483948.5577 | 430568.4569 | 352706.2463 | 314261.2541 | 269398.5294 | 247516.8368 | 220286.1139 | 196227.8218 | 200469.0348 | 168106.0426 | 144992.3831 | 145703.2243 | 121918.9138 | 118544.5577 | 105793.6949 | 94615.6799 | 85783.4352 | 92420.9361 | 76057.6592 | 68984.0632 | 70864.6171 | 60610.2846 | 57355.2286 | 50478.5154
Region | Technology | 2024-25 | 2025-26 | 2026-27 | 2027-28 | 2028-29 | 2029-30 | 2030-31 | 2031-32 | 2032-33 | 2033-34 | 2034-35 | 2035-36 | 2036-37 | 2037-38 | 2038-39 | 2039-40 | 2040-41 | 2041-42 | 2042-43 | 2043-44 | 2044-45 | 2045-46 | 2046-47 | 2047-48 | 2048-49 | 2049-50
NSW1 | Black Coal | 195129.978 | 123009.4178 | 96924.504 | 94841.0168 | 58368.4191 | 29365.6931 | 27830.1692 | 22990.4344 | 22433.7529 | 19902.973 | 15032.758 | 7114.7245 | 6553.6685 | 6420.7878 | 0.0045475 | 0.0041627 | 0 | 0 | 0 | 0 | 0 | 0 | 0 | 0 | 0 | 0
NSW1 | Brown Coal | 0 | 0 | 0 | 0 | 0 | 0 | 0 | 0 | 0 | 0 | 0 | 0 | 0 | 0 | 0 | 0 | 0 | 0 | 0 | 0 | 0 | 0 | 0 | 0 | 0 | 0
NSW1 | CCGT | 220.6994 | 2550.7445 | 11753.1818 | 14100.2647 | 11312.1968 | 12609.4527 | 11887.4795 | 7769.5751 | 8772.2059 | 8168.1993 | 7132.5915 | 6187.9768 | 4455.5661 | 5360.5025 | 4664.9449 | 4306.6092 | 3892.8396 | 2646.0167 | 3552.8909 | 0.001293 | 0.0011659 | 0.0010996 | 0.0010305 | 0.00096134 | 0.00088697 | 0.00082464
NSW1 | Gas - Steam | 0 | 0 | 0 | 0 | 0 | 0 | 0 | 0 | 0 | 0 | 0 | 0 | 0 | 0 | 0 | 0 | 0 | 0 | 0 | 0 | 0 | 0 | 0 | 0 | 0 | 0
NSW1 | OCGT / Diesel | 58.4525 | 581.2437 | 667.7374 | 6269.5155 | 2526.4812 | 12294.939 | 9493.0669 | 14804.108 | 8508.5258 | 7335.5419 | 12776.1599 | 8969.9578 | 8087.5091 | 5951.2258 | 9809.7167 | 10310.0739 | 11298.9961 | 7890.7707 | 6035.2587 | 9636.8765 | 5238.9707 | 4610.0244 | 3656.8918 | 4282.3097 | 3398.7353 | 3417.9606
NSW1 | Hydro | 22839.283 | 24135.4809 | 23536.3551 | 17672.6707 | 22156.3975 | 17927.9106 | 14146.2352 | 13722.5953 | 12171.2254 | 13300.5227 | 13360.442 | 11644.4713 | 9036.9945 | 12367.9075 | 9556.1171 | 7979.3218 | 7040.8152 | 6588.7729 | 6946.9763 | 6827.8075 | 5916.7767 | 4595.5867 | 6470.0509 | 4753.3109 | 3775.0062 | 3392.6434
NSW1 | Hydrogen Turbine | 0 | 0 | 0 | 0 | 0 | 0 | 0 | 0 | 0 | 0 | 0 | 0 | 0 | 0 | 0 | 0 | 0 | 0 | 0 | 0 | 0 | 0 | 0 | 0 | 0 | 0
NSW1 | Wind | 704.1751 | 1694.0305 | 1741.3752 | 1778.5646 | 2272.5264 | 2138.8523 | 2228.4404 | 2125.9729 | 2218.8952 | 2033.0113 | 1974.1566 | 1933.5682 | 1899.9973 | 1756.2017 | 1477.6064 | 1426.7 | 1293.3974 | 1262.006 | 1171.3428 | 1042.5341 | 1026.2314 | 1014.9711 | 950.1585 | 818.3919 | 775.4112 | 704.2212
NSW1 | Solar PV | 879.7663 | 891.0311 | 877.0416 | 848.8997 | 847.1322 | 1199.1716 | 1246.4692 | 1195.7716 | 1107.7667 | 1116.208 | 998.6169 | 992.2864 | 923.22 | 963.8364 | 1059.8016 | 1074.1625 | 962.0962 | 968.6684 | 930.0995 | 884.161 | 893.9231 | 844.4548 | 788.8488 | 754.8878 | 792.5021 | 733.2495
NSW1 | Grid Battery | 14.142 | 25.4213 | 24.9777 | 140.2751 | 115.5242 | 119.6108 | 112.8479 | 103.5784 | 96.1161 | 89.477 | 79.5797 | 76.5489 | 70.9717 | 59.8272 | 60.1932 | 56.8156 | 50.4334 | 74.5189 | 78.3829 | 68.6424 | 70.3601 | 67.3196 | 54.9664 | 26.5275 | 54.764 | 45.8355
NSW1 | Pumped Hydro | 1813.6799 | 2437.323 | 2622.6767 | 2031.3987 | 1697.9035 | 10040.4462 | 19708.0433 | 19992.9881 | 20067.3754 | 18882.1504 | 18299.9963 | 17483.022 | 16548.3369 | 15457.7273 | 11572.4967 | 11590.6916 | 8276.502 | 9664.8751 | 8764.4537 | 7382.867 | 6558.9929 | 6211.2612 | 6381.7839 | 5270.1129 | 3995.4261 | 3440.1001
NSW1 | Coordinated CER storage | 10.7199 | 19.45 | 30.6216 | 42.587 | 49.2911 | 69.7208 | 84.5965 | 96.0041 | 110.3051 | 123.9062 | 131.281 | 148.3702 | 157.6219 | 153.8964 | 176.8527 | 182.652 | 179.6593 | 191.2718 | 190.6963 | 188.0759 | 199.1715 | 203.3249 | 191.222 | 195.7331 | 191.4044 | 181.0839
Total excluding storage |  | 221670.8959 | 155344.1428 | 138178.471 | 137725.1927 | 99345.8719 | 85765.7972 | 86737.348 | 82801.0279 | 75486.1685 | 70951.9895 | 69785.5819 | 54550.9261 | 47733.886 | 48491.9125 | 38377.7338 | 36927.0308 | 32994.7391 | 29286.9004 | 27670.1011 | 26030.9657 | 19904.4276 | 17546.9438 | 18493.9233 | 16101.2748 | 12983.2501 | 11915.095
Region | Technology | 2024-25 | 2025-26 | 2026-27 | 2027-28 | 2028-29 | 2029-30 | 2030-31 | 2031-32 | 2032-33 | 2033-34 | 2034-35 | 2035-36 | 2036-37 | 2037-38 | 2038-39 | 2039-40 | 2040-41 | 2041-42 | 2042-43 | 2043-44 | 2044-45 | 2045-46 | 2046-47 | 2047-48 | 2048-49 | 2049-50
QLD1 | Black Coal | 192329.4045 | 162218.5741 | 132800.4281 | 97758.9921 | 78389.018 | 64433.5777 | 48920.3571 | 32136.1459 | 27310.4067 | 10167.9819 | 9060.797 | 8285.1694 | 6867.3188 | 7168.1893 | 0.008458 | 0.007547 | 0.0039379 | 0.0031721 | 0.0029215 | 0.0028674 | 0.002521 | 0.0020236 | 0.0019155 | 0.0018361 | 0.0015996 | 0.0014147
QLD1 | Brown Coal | 0 | 0 | 0 | 0 | 0 | 0 | 0 | 0 | 0 | 0 | 0 | 0 | 0 | 0 | 0 | 0 | 0 | 0 | 0 | 0 | 0 | 0 | 0 | 0 | 0 | 0
QLD1 | CCGT | 7738.8222 | 6758.3152 | 7555.397 | 30789.4788 | 24089.6646 | 29018.8271 | 26336.9592 | 26754.5043 | 23116.3843 | 21316.626 | 20472.2791 | 18812.3834 | 13146.4208 | 13193.8887 | 13175.8493 | 10286.7455 | 8897.0357 | 7720.1346 | 7156.6453 | 7549.3298 | 6170.2701 | 3054.9939 | 1930.931 | 1650.0498 | 1527.1308 | 1468.8059
QLD1 | Gas - Steam | 0 | 0 | 0 | 0 | 0 | 0 | 0 | 0 | 0 | 0 | 0 | 0 | 0 | 0 | 0 | 0 | 0 | 0 | 0 | 0 | 0 | 0 | 0 | 0 | 0 | 0
QLD1 | OCGT / Diesel | 0.0019861 | 0.0026435 | 14.693 | 2221.2233 | 507.7914 | 3272.7588 | 2784.8582 | 6449.0095 | 3719.9823 | 4938.449 | 7391.7872 | 7820.7667 | 10068.577 | 6978.7543 | 9169.6014 | 11888.1797 | 12858.5114 | 6305.1825 | 5782.7238 | 7445.9111 | 7459.595 | 8469.6819 | 6391.3591 | 6135.3466 | 7133.1445 | 6458.8465
QLD1 | Hydro | 5455.5254 | 4777.5434 | 4538.5046 | 4380.1949 | 4052.8342 | 3837.5713 | 3281.3468 | 3332.7733 | 3083.6256 | 2895.9328 | 2702.8407 | 2508.2433 | 2351.1305 | 715.2644 | 633.67 | 504.6654 | 452.2742 | 496.6968 | 0 | 0 | 0 | 0 | 0 | 0 | 0 | 0
QLD1 | Hydrogen Turbine | 0 | 0 | 35.7607 | 126.4371 | 1071.6655 | 16.3387 | 6.375 | 0.00092028 | 114.9415 | 51.2656 | 10.2609 | 123.1849 | 69.3802 | 97.5798 | 0.00098317 | 237.7637 | 63.148 | 130.4855 | 0.0017493 | 701.1225 | 1081.2741 | 2188.2005 | 3936.551 | 3238.6962 | 3080.4058 | 3090.4968
QLD1 | Wind | 499.9184 | 877.9006 | 1365.823 | 1364.426 | 1784.2911 | 1859.9835 | 1931.0297 | 1891.7779 | 2067.6545 | 2328.826 | 2201.2332 | 2102.0556 | 2073.2837 | 2069.4403 | 1914.8174 | 1827.2614 | 1616.0039 | 1583.8412 | 1397.8542 | 1307.1232 | 1217.3759 | 1117.3638 | 1182.4895 | 1089.8563 | 1032.9029 | 930.556
QLD1 | Solar PV | 758.3027 | 633.1278 | 523.1405 | 625.8419 | 487.715 | 536.1932 | 739.8599 | 848.1868 | 811.2829 | 880.3568 | 855.6147 | 849.0853 | 814.4528 | 731.2637 | 867.042 | 883.0139 | 1011.1592 | 1065.8077 | 1194.0213 | 1132.7452 | 1068.5517 | 1075.1551 | 895.3853 | 906.7096 | 839.0056 | 854.0069
QLD1 | Grid Battery | 15.0046 | 13.5215 | 13.4041 | 12.5735 | 10.7549 | 10.8182 | 9.6673 | 9.2349 | 8.8903 | 8.2315 | 7.4109 | 43.7164 | 42.2917 | 62.8686 | 65.2132 | 155.7983 | 148.266 | 356.7506 | 489.0671 | 444.7537 | 411.2527 | 414.3914 | 320.3997 | 309.7628 | 288.8953 | 261.8345
QLD1 | Pumped Hydro | 5405.8868 | 8081.6075 | 7990.4678 | 6911.0498 | 5388.3443 | 5662.4712 | 4023.7315 | 4144.5388 | 3642.309 | 4135.5686 | 3569.2823 | 3214.5212 | 3074.3803 | 2410.3782 | 2503.9368 | 2173.426 | 1947.6709 | 1770.1507 | 1628.7204 | 1336.9222 | 1264.9943 | 1112.4412 | 903.1445 | 842.5408 | 713.4168 | 600.5598
QLD1 | Coordinated CER storage | 5.9407 | 11.571 | 18.095 | 25.3289 | 30.534 | 45.6188 | 54.3193 | 64.846 | 76.2713 | 85.7907 | 92.5145 | 99.752 | 109.011 | 107.349 | 120.5378 | 122.1603 | 127.4856 | 132.8737 | 141.0944 | 140.892 | 143.266 | 147.8572 | 139.4767 | 144.8283 | 138.7932 | 139.7614
Total excluding storage |  | 212208.8072 | 183372.1638 | 154855.7138 | 144215.5463 | 115812.613 | 108694.1585 | 88088.504 | 75631.0184 | 63951.7483 | 46809.0289 | 46364.0205 | 43858.8783 | 38616.2467 | 33534.9763 | 28450.6773 | 28079.0218 | 27121.559 | 19561.9264 | 17790.1311 | 20058.8023 | 18816.5823 | 17580.0868 | 15699.7387 | 14317.7922 | 14753.6964 | 13804.8692
Region | Technology | 2024-25 | 2025-26 | 2026-27 | 2027-28 | 2028-29 | 2029-30 | 2030-31 | 2031-32 | 2032-33 | 2033-34 | 2034-35 | 2035-36 | 2036-37 | 2037-38 | 2038-39 | 2039-40 | 2040-41 | 2041-42 | 2042-43 | 2043-44 | 2044-45 | 2045-46 | 2046-47 | 2047-48 | 2048-49 | 2049-50
VIC1 | Black Coal | 0 | 0 | 0 | 0 | 0 | 0 | 0 | 0 | 0 | 0 | 0 | 0 | 0 | 0 | 0 | 0 | 0 | 0 | 0 | 0 | 0 | 0 | 0 | 0 | 0 | 0
VIC1 | Brown Coal | 132942.297 | 103088.3675 | 81859.072 | 31822.2845 | 27332.6273 | 10658.8476 | 0.0078107 | 0.0041906 | 0.0032644 | 0.0015064 | 0 | 0 | 0 | 0 | 0 | 0 | 0 | 0 | 0 | 0 | 0 | 0 | 0 | 0 | 0 | 0
VIC1 | CCGT | 0 | 0 | 0 | 0 | 0 | 0 | 0 | 0 | 0 | 0 | 0 | 0 | 0 | 0 | 0 | 0 | 0 | 0 | 0 | 0 | 0 | 0 | 0 | 0 | 0 | 0
VIC1 | Gas - Steam | 15.5256 | 92.774 | 4915.896 | 3820.839 | 4776.144 | 2523.6988 | 1928.5988 | 1901.1555 | 1635.0226 | 1613.1718 | 1528.8476 | 897.5293 | 803.1035 | 716.3192 | 808.0028 | 0 | 0 | 0 | 0 | 0 | 0 | 0 | 0 | 0 | 0 | 0
VIC1 | OCGT / Diesel | 18.1139 | 0.0032015 | 211.815 | 9196.308 | 4949.8438 | 5032.4264 | 8045.8554 | 9167.5932 | 8392.4989 | 7175.4193 | 11186.1701 | 6684.7353 | 5830.5579 | 6142.1712 | 4751.3351 | 8526.2367 | 6168.7661 | 8527.4284 | 4551.1354 | 8841.9094 | 6475.8125 | 5535.8698 | 5832.7207 | 3317.9072 | 4786.3501 | 3443.4871
VIC1 | Hydro | 26167.3081 | 25036.1952 | 22214.7461 | 17357.0885 | 24347.1621 | 19046.1462 | 15341.0065 | 14258.7899 | 12124.4462 | 13959.0064 | 13307.4431 | 11927.0121 | 9300.035 | 13184.8734 | 10301.5463 | 8308.0704 | 7696.8604 | 6606.1772 | 7572.478 | 7279.5162 | 6474.5591 | 5066.2692 | 7142.3799 | 5601.724 | 4523.1755 | 4191.8045
VIC1 | Hydrogen Turbine | 0 | 0 | 0 | 0 | 0 | 0 | 0 | 0 | 0 | 0 | 0 | 0 | 0 | 0 | 0 | 0 | 0 | 0 | 0 | 0 | 0 | 0 | 0 | 0 | 0 | 0
VIC1 | Wind | 990.9442 | 1139.9182 | 1212.1272 | 1762.5436 | 1708.9481 | 1971.4922 | 1900.8826 | 2063.9651 | 1869.0208 | 1885.0921 | 1867.1449 | 1971.5268 | 1997.8145 | 1840.4769 | 1882.5934 | 1760.3167 | 1742.2456 | 1483.2528 | 1450.1973 | 1357.8175 | 1323.06 | 1230.5115 | 1084.9331 | 1065.6032 | 946.3468 | 932.6091
VIC1 | Solar PV | 197.3944 | 203.3345 | 187.642 | 204.2434 | 183.0449 | 195.346 | 192.7776 | 175.0404 | 328.1689 | 303.5275 | 268.6538 | 260.5569 | 247.1233 | 211.7178 | 210.4219 | 223.5601 | 197.4532 | 269.8417 | 251.2777 | 229.3044 | 228.2231 | 218.5623 | 195.5762 | 188.4549 | 191.5968 | 166.3456
VIC1 | Grid Battery | 12.9478 | 33.8413 | 53.1706 | 157.1222 | 133.3992 | 132.479 | 132.3983 | 159.216 | 190.1472 | 188.4052 | 226.6449 | 210.272 | 197.3827 | 159.4058 | 153.0165 | 143.1773 | 122.6325 | 122.9179 | 114.6483 | 103.2861 | 101.3754 | 96.7228 | 79.0564 | 54.1466 | 48.7942 | 40.6914
VIC1 | Pumped Hydro | 0 | 0 | 0 | 0 | 105.2235 | 101.5521 | 97.9857 | 93.3948 | 86.7941 | 76.7949 | 75.3035 | 66.8449 | 66.7933 | 58.3044 | 53.2766 | 51.9861 | 43.3737 | 43.8152 | 40.1339 | 38.1936 | 37.2445 | 35.615 | 28.3513 | 22.9209 | 21.1909 | 17.4179
VIC1 | Coordinated CER storage | 7.6064 | 14.5121 | 22.7104 | 28.4856 | 28.9778 | 40.5142 | 48.5068 | 52.0975 | 59.3454 | 67.2182 | 73.8837 | 81.8903 | 89.8174 | 81.5145 | 90.3019 | 93.9508 | 90.8131 | 101.2105 | 102.6643 | 104.8455 | 109.6501 | 115.5011 | 98.7251 | 103.3467 | 103.5444 | 94.1737
Total excluding storage |  | 160352.1375 | 129608.946 | 110677.1793 | 64348.9148 | 63565.3709 | 39702.5027 | 27688.0196 | 27871.2565 | 24685.4474 | 25268.6369 | 28534.0914 | 22100.3676 | 18532.6276 | 22394.783 | 18250.4945 | 19107.298 | 16062.1446 | 17154.6436 | 14082.5349 | 17954.8727 | 14749.9246 | 12299.0518 | 14461.7427 | 10354.1033 | 10620.9987 | 8886.5293
Region | Technology | 2024-25 | 2025-26 | 2026-27 | 2027-28 | 2028-29 | 2029-30 | 2030-31 | 2031-32 | 2032-33 | 2033-34 | 2034-35 | 2035-36 | 2036-37 | 2037-38 | 2038-39 | 2039-40 | 2040-41 | 2041-42 | 2042-43 | 2043-44 | 2044-45 | 2045-46 | 2046-47 | 2047-48 | 2048-49 | 2049-50
SA1 | Black Coal | 0 | 0 | 0 | 0 | 0 | 0 | 0 | 0 | 0 | 0 | 0 | 0 | 0 | 0 | 0 | 0 | 0 | 0 | 0 | 0 | 0 | 0 | 0 | 0 | 0 | 0
SA1 | Brown Coal | 0 | 0 | 0 | 0 | 0 | 0 | 0 | 0 | 0 | 0 | 0 | 0 | 0 | 0 | 0 | 0 | 0 | 0 | 0 | 0 | 0 | 0 | 0 | 0 | 0 | 0
SA1 | CCGT | 8334.6484 | 11625.3058 | 11330.4828 | 14128.4939 | 12089.8755 | 11259.2974 | 12149.0912 | 8818.2688 | 9273.4207 | 8950.7046 | 7465.2193 | 5916.0461 | 4949.423 | 0.0019072 | 0.0017437 | 0.0016093 | 0.001467 | 0.0013748 | 0.0013111 | 0.0012043 | 0.0010768 | 0.0010126 | 0.00096417 | 0.00089075 | 0.00082683 | 0.00075983
SA1 | Gas - Steam | 83.6392 | 630.9639 | 0 | 0 | 0 | 0 | 0 | 0 | 0 | 0 | 0 | 0 | 0 | 0 | 0 | 0 | 0 | 0 | 0 | 0 | 0 | 0 | 0 | 0 | 0 | 0
SA1 | OCGT / Diesel | 1238.1948 | 102.1271 | 1883.5861 | 12249.9195 | 7364.3095 | 9304.0536 | 9250.4153 | 8939.9478 | 8105.2792 | 7855.4218 | 8833.8965 | 6133.6976 | 5496.3679 | 8723.1519 | 9052.9827 | 9789.2284 | 7995.7779 | 7873.9007 | 6290.7118 | 7687.0468 | 3888.1979 | 3192.8089 | 2570.2099 | 2348.9643 | 2316.1239 | 1861.6707
SA1 | Hydro | 0 | 0 | 0 | 0 | 0 | 0 | 0 | 0 | 0 | 0 | 0 | 0 | 0 | 0 | 0 | 0 | 0 | 0 | 0 | 0 | 0 | 0 | 0 | 0 | 0 | 0
SA1 | Hydrogen Turbine | 0 | 0.0014986 | 315.8979 | 105.3724 | 53.2643 | 0.00068166 | 0.00065379 | 0.0006161 | 114.0235 | 0.00071165 | 115.8215 | 162.3872 | 77.2911 | 72.1775 | 0.00098305 | 189.6083 | 128.8725 | 766.3444 | 261.0028 | 1234.0619 | 1091.5908 | 2238.3478 | 2922.453 | 3252.631 | 3389.3795 | 2961.425
SA1 | Wind | 582.3053 | 571.3309 | 783.724 | 732.3412 | 766.3248 | 888.3413 | 838.8615 | 834.5797 | 773.6397 | 721.5168 | 639.2547 | 680.5975 | 663.9813 | 592.9947 | 561.5479 | 493.1988 | 486.3995 | 418.3008 | 390.7831 | 341.1665 | 358.5392 | 321.0915 | 323.3987 | 319.0291 | 301.3195 | 301.7473
SA1 | Solar PV | 113.2072 | 138.5211 | 158.5394 | 181.5043 | 162.3386 | 154.4643 | 146.5269 | 132.0781 | 122.1083 | 113.2164 | 104.7455 | 97.1645 | 93.1773 | 132.1489 | 132.2487 | 132.4965 | 143.2291 | 215.9298 | 218.1951 | 219.6501 | 198.8955 | 194.0113 | 188.9709 | 175.7766 | 164.1661 | 146.4864
SA1 | Grid Battery | 18.9838 | 15.5916 | 16.2675 | 15.2349 | 13.0056 | 12.4619 | 11.2661 | 9.8362 | 9.3543 | 8.826 | 7.1684 | 8.718 | 9.8217 | 8.7311 | 8.1107 | 7.9159 | 6.7331 | 97.3911 | 101.1727 | 95.3454 | 87.9466 | 87.5485 | 70.3715 | 61.863 | 60.7366 | 47.9231
SA1 | Pumped Hydro | 0 | 0 | 0 | 0 | 0.00014873 | 0.00014794 | 0.00015633 | 0.0001561 | 0.00023882 | 0.0002206 | 0.00021589 | 0.00024445 | 0.00025177 | 0.00023627 | 0.00022861 | 0.00022021 | 0.00021433 | 0.00022044 | 0.00023186 | 0.00022324 | 0.00026295 | 0.00024647 | 0.00021796 | 0.00020974 | 0.00019775 | 0.00019092
SA1 | Coordinated CER storage | 7.2939 | 8.5462 | 11.8819 | 14.5093 | 15.9065 | 20.714 | 23.8632 | 25.7273 | 29.5222 | 32.7274 | 33.9571 | 35.9905 | 38.0359 | 37.9286 | 40.3676 | 42.4083 | 40.341 | 44.785 | 45.9444 | 45.5376 | 45.6961 | 48.4862 | 45.5996 | 45.1654 | 44.675 | 40.2932
Total excluding storage |  | 10378.2726 | 13092.3882 | 14500.3796 | 27427.3754 | 20465.025 | 21639.3333 | 22420.025 | 18760.4387 | 18427.3482 | 17682.4139 | 17200.0632 | 13034.6017 | 11328.0985 | 9567.1349 | 9795.2606 | 10654.858 | 8801.3549 | 9416.6534 | 7307.8114 | 9622.8098 | 5670.8675 | 6082.2953 | 6121.0048 | 6203.4305 | 6276.4017 | 5359.5466
Region | Technology | 2024-25 | 2025-26 | 2026-27 | 2027-28 | 2028-29 | 2029-30 | 2030-31 | 2031-32 | 2032-33 | 2033-34 | 2034-35 | 2035-36 | 2036-37 | 2037-38 | 2038-39 | 2039-40 | 2040-41 | 2041-42 | 2042-43 | 2043-44 | 2044-45 | 2045-46 | 2046-47 | 2047-48 | 2048-49 | 2049-50
TAS1 | Black Coal | 0 | 0 | 0 | 0 | 0 | 0 | 0 | 0 | 0 | 0 | 0 | 0 | 0 | 0 | 0 | 0 | 0 | 0 | 0 | 0 | 0 | 0 | 0 | 0 | 0 | 0
TAS1 | Brown Coal | 0 | 0 | 0 | 0 | 0 | 0 | 0 | 0 | 0 | 0 | 0 | 0 | 0 | 0 | 0 | 0 | 0 | 0 | 0 | 0 | 0 | 0 | 0 | 0 | 0 | 0
TAS1 | CCGT | 0 | 0 | 0.00042734 | 0.00067049 | 0.00060119 | 0.0010237 | 0.001316 | 0.0011792 | 0.0011884 | 0.0011237 | 0.00098475 | 0.00091707 | 0.00084997 | 0.00080457 | 0.00074177 | 0.00070107 | 0.00064136 | 0.00060476 | 0.00056771 | 0.00050637 | 0.0004638 | 0.00042618 | 0.00042232 | 0.00037845 | 0.00037765 | 0.00036219
TAS1 | Gas - Steam | 0 | 0 | 0 | 0 | 0 | 0 | 0 | 0 | 0 | 0 | 0 | 0 | 0 | 0 | 0 | 0 | 0 | 0 | 0 | 0 | 0 | 0 | 0 | 0 | 0 | 0
TAS1 | OCGT / Diesel | 0.0012416 | 0.0012747 | 0.0012447 | 6.173 | 19.8462 | 8.6574 | 283.7641 | 122.4327 | 193.4774 | 255.7722 | 445.4761 | 153.1004 | 82.6873 | 136.3393 | 47.6236 | 237.0879 | 10.5399 | 59.46 | 10.3543 | 8.2299 | 32.9096 | 14.344 | 4.149 | 5.6873 | 3.4237 | 2.2757
TAS1 | Hydro | 57810.903 | 76989.7692 | 65474.2213 | 56487.1293 | 53108.1679 | 58032.2963 | 43541.2616 | 41685.8051 | 36945.0485 | 34703.0162 | 37593.8194 | 33897.5578 | 28194.4314 | 31129.128 | 26572.6414 | 23167.6508 | 20435.5004 | 18782.0299 | 18607.2852 | 18429.5126 | 16591.3888 | 15176.584 | 15831.7584 | 13390.6708 | 12505.7179 | 10302.633
TAS1 | Hydrogen Turbine | 0 | 0 | 0 | 0 | 0 | 0 | 0 | 0 | 0 | 0 | 0 | 0 | 0 | 0 | 0 | 0 | 0 | 0 | 0 | 0 | 0 | 0 | 0 | 0 | 0 | 0
TAS1 | Wind | 163.2723 | 185.1003 | 262.2274 | 357.5074 | 388.5367 | 417.1424 | 637.5117 | 642.2092 | 593.9263 | 539.2444 | 527.148 | 493.1657 | 487.157 | 431.595 | 408.6628 | 354.7238 | 352.2517 | 326.5905 | 291.5548 | 290.2616 | 266.2856 | 260.7774 | 231.9714 | 219.7337 | 192.5593 | 191.3341
TAS1 | Solar PV | 0 | 2.964e-05 | 2.8967e-05 | 2.6857e-05 | 2.4055e-05 | 3.0306e-05 | 3.0675e-05 | 2.628e-05 | 3.8772e-05 | 3.9878e-05 | 3.4278e-05 | 3.3387e-05 | 3.0871e-05 | 2.5839e-05 | 3.1963e-05 | 5.6715e-05 | 5.0679e-05 | 5.3275e-05 | 5.5972e-05 | 4.5524e-05 | 4.2811e-05 | 3.9846e-05 | 3.4511e-05 | 3.2455e-05 | 4.9521e-05 | 4.3751e-05
TAS1 | Grid Battery | 0 | 0.00026401 | 0.00028128 | 0.0003252 | 0.00033063 | 0.00033333 | 0.00040815 | 0.00057636 | 0.00059562 | 0.0005872 | 0.00065208 | 0.00064161 | 0.00065357 | 0.00066865 | 0.00065335 | 0.00072499 | 0.00078297 | 0.00086007 | 0.00080666 | 0.00093571 | 0.0010333 | 0.00092916 | 0.00084204 | 0.00087674 | 0.0008717 | 0.0010134
TAS1 | Pumped Hydro | 0 | 0 | 0 | 0 | 0.00034896 | 0.00040152 | 0.0037793 | 0.0034583 | 0.0083783 | 14.2798 | 14.9737 | 13.4363 | 12.5118 | 12.1706 | 10.5737 | 10.7762 | 9.3587 | 20.4661 | 17.323 | 18.7742 | 17.6838 | 16.6734 | 13.8845 | 11.6192 | 12.7338 | 10.1036
TAS1 | Coordinated CER storage | 0.049823 | 0.21481 | 0.3633 | 0.61689 | 0.81335 | 1.3646 | 2.0899 | 2.6431 | 2.939 | 3.4382 | 3.8589 | 4.0071 | 4.7352 | 5.1832 | 5.2447 | 6.1091 | 6.2451 | 7.0081 | 6.3379 | 6.7058 | 7.5879 | 7.3053 | 6.443 | 5.9715 | 6.4457 | 6.1276
Total excluding storage |  | 57974.2263 | 77175.0859 | 65736.814 | 56851.4276 | 53517.3655 | 58459.4624 | 44464.6329 | 42453.0953 | 37735.4014 | 35515.7525 | 38585.2778 | 34561.2689 | 28781.5242 | 31714.4176 | 27044.7477 | 23776.3492 | 20813.8974 | 19195.556 | 18932.8567 | 18753.4855 | 16915.8572 | 15475.6855 | 16088.2076 | 13633.6838 | 12720.8817 | 10512.4754
Explicitly modelled pumping
Region | Technology | 2024-25 | 2025-26 | 2026-27 | 2027-28 | 2028-29 | 2029-30 | 2030-31 | 2031-32 | 2032-33 | 2033-34 | 2034-35 | 2035-36 | 2036-37 | 2037-38 | 2038-39 | 2039-40 | 2040-41 | 2041-42 | 2042-43 | 2043-44 | 2044-45 | 2045-46 | 2046-47 | 2047-48 | 2048-49 | 2049-50
NEM | Grid Battery pump | 72.29 | 104.3981 | 127.0319 | 117.6988 | 94.4777 | 94.7314 | 87.6639 | 77.8551 | 73.0709 | 66.437 | 59.208 | 54.9212 | 50.4935 | 42.4094 | 41.3222 | 38.4315 | 34.3601 | 31.5151 | 29.6276 | 24.8169 | 23.8991 | 22.7989 | 19.3016 | 18.5244 | 16.5621 | 14.7302
NEM | Pumped Hydro Pump | 18097.3175 | 24533.433 | 26278.9716 | 22562.4451 | 15195.4635 | 27614.2221 | 37626.1966 | 38059.1841 | 35337.0114 | 36313.7148 | 32167.6856 | 31839.9151 | 30138.637 | 27250.3825 | 21387.313 | 20237.325 | 16698.1671 | 17181.6207 | 16722.4705 | 12678.3784 | 12186.8652 | 11593.6636 | 11190.277 | 8662.5308 | 7363.7274 | 5968.7168
NEM | Coordinated CER storage pump | 37.1644 | 63.9107 | 98.3342 | 131.5316 | 147.3707 | 209.4116 | 251.0013 | 284.1834 | 327.4305 | 368.344 | 395.0275 | 435.0643 | 469.5807 | 454.9128 | 509.599 | 525.5333 | 524.5804 | 560.1303 | 573.3147 | 571.2305 | 594.5205 | 616.1078 | 565.2836 | 583.2538 | 569.4666 | 542.8163
Region | Technology | 2024-25 | 2025-26 | 2026-27 | 2027-28 | 2028-29 | 2029-30 | 2030-31 | 2031-32 | 2032-33 | 2033-34 | 2034-35 | 2035-36 | 2036-37 | 2037-38 | 2038-39 | 2039-40 | 2040-41 | 2041-42 | 2042-43 | 2043-44 | 2044-45 | 2045-46 | 2046-47 | 2047-48 | 2048-49 | 2049-50
NSW1 | Grid Battery pump | 16.652 | 29.8659 | 29.4164 | 28.0306 | 23.5337 | 23.5917 | 21.9937 | 20.1319 | 18.8758 | 17.5554 | 15.655 | 14.9586 | 12.8108 | 11.145 | 11.1944 | 10.4036 | 9.3775 | 9.0394 | 8.3573 | 7.6218 | 7.399 | 6.9697 | 6.1861 | 5.8817 | 5.4243 | 4.9328
NSW1 | Pumped Hydro Pump | 10448.0104 | 13376.096 | 15303.4761 | 13002.4239 | 7788.798 | 19808.8471 | 32859.4881 | 33134.7982 | 31088.6008 | 31365.8758 | 27955.3647 | 28019.4029 | 26509.7694 | 24426.4917 | 18496.3809 | 17726.677 | 14438.7185 | 15146.561 | 14854.2279 | 11197.4451 | 10777.9639 | 10367.3596 | 10200.9318 | 7738.6014 | 6560.5957 | 5315.7632
NSW1 | Coordinated CER storage pump | 12.6099 | 22.8496 | 36.0276 | 50.2349 | 57.8643 | 82.0301 | 99.5493 | 112.9434 | 129.7766 | 145.7879 | 154.8225 | 174.1996 | 185.4537 | 181.6346 | 207.6699 | 214.7445 | 212.0186 | 224.4252 | 224.3988 | 221.2506 | 234.3252 | 239.9188 | 224.2949 | 230.6866 | 224.8818 | 212.9849
Region | Technology | 2024-25 | 2025-26 | 2026-27 | 2027-28 | 2028-29 | 2029-30 | 2030-31 | 2031-32 | 2032-33 | 2033-34 | 2034-35 | 2035-36 | 2036-37 | 2037-38 | 2038-39 | 2039-40 | 2040-41 | 2041-42 | 2042-43 | 2043-44 | 2044-45 | 2045-46 | 2046-47 | 2047-48 | 2048-49 | 2049-50
QLD1 | Grid Battery pump | 17.7199 | 15.9676 | 15.7878 | 14.8715 | 12.6778 | 12.7743 | 11.416 | 10.9341 | 10.3692 | 9.6345 | 8.6569 | 7.9708 | 7.6033 | 6.6102 | 6.5209 | 5.9718 | 5.6073 | 5.2497 | 5.0366 | 4.6246 | 4.3178 | 4.1119 | 3.5984 | 3.4414 | 3.1237 | 2.912
QLD1 | Pumped Hydro Pump | 7649.3071 | 11157.337 | 10975.4955 | 9560.0212 | 7406.6655 | 7805.375 | 4766.7084 | 4924.3859 | 4248.4106 | 4947.839 | 4212.3209 | 3820.5122 | 3628.8676 | 2823.8908 | 2890.9321 | 2510.6481 | 2259.4486 | 2035.0597 | 1868.2426 | 1480.9333 | 1408.9013 | 1226.304 | 989.3452 | 923.9294 | 803.1317 | 652.9536
QLD1 | Coordinated CER storage pump | 6.9881 | 13.6323 | 21.2526 | 29.851 | 35.8741 | 53.6724 | 63.9096 | 76.4987 | 89.5334 | 100.993 | 108.7935 | 117.533 | 128.0911 | 126.6779 | 141.4514 | 143.7234 | 150.2771 | 156.3042 | 165.9411 | 165.6635 | 168.5697 | 174.002 | 164.3101 | 170.0723 | 163.3327 | 164.406
Region | Technology | 2024-25 | 2025-26 | 2026-27 | 2027-28 | 2028-29 | 2029-30 | 2030-31 | 2031-32 | 2032-33 | 2033-34 | 2034-35 | 2035-36 | 2036-37 | 2037-38 | 2038-39 | 2039-40 | 2040-41 | 2041-42 | 2042-43 | 2043-44 | 2044-45 | 2045-46 | 2046-47 | 2047-48 | 2048-49 | 2049-50
VIC1 | Grid Battery pump | 15.4233 | 39.9839 | 62.5519 | 56.6462 | 42.8594 | 43.5169 | 40.9083 | 35.1025 | 32.7249 | 28.7845 | 26.4118 | 24.2957 | 23.012 | 18.3654 | 17.7574 | 16.4118 | 14.5215 | 12.3392 | 11.5443 | 10.5699 | 10.323 | 9.9806 | 8.0091 | 7.8304 | 7.2964 | 6.2751
VIC1 | Pumped Hydro Pump | 0 | 0 | 0 | 0 | 0 | 0 | 0 | 0 | 0 | 0 | 0 | 0 | 0 | 0 | 0 | 0 | 0 | 0 | 0 | 0 | 0 | 0 | 0 | 0 | 0 | 0
VIC1 | Coordinated CER storage pump | 8.9476 | 17.0938 | 26.6746 | 33.6034 | 34.006 | 47.6678 | 57.0716 | 61.3531 | 69.9109 | 79.0084 | 86.9297 | 96.2886 | 105.6778 | 95.9104 | 106.6627 | 110.1292 | 107.3015 | 118.633 | 121.275 | 122.9795 | 128.9155 | 136.4123 | 115.6482 | 122.1248 | 121.307 | 110.8067
Region | Technology | 2024-25 | 2025-26 | 2026-27 | 2027-28 | 2028-29 | 2029-30 | 2030-31 | 2031-32 | 2032-33 | 2033-34 | 2034-35 | 2035-36 | 2036-37 | 2037-38 | 2038-39 | 2039-40 | 2040-41 | 2041-42 | 2042-43 | 2043-44 | 2044-45 | 2045-46 | 2046-47 | 2047-48 | 2048-49 | 2049-50
SA1 | Grid Battery pump | 22.4948 | 18.5807 | 19.2758 | 18.1504 | 15.4067 | 14.8486 | 13.346 | 11.6866 | 11.101 | 10.4627 | 8.4842 | 7.6961 | 7.0674 | 6.2888 | 5.8495 | 5.6444 | 4.8539 | 4.8867 | 4.6894 | 2.0005 | 1.8592 | 1.7367 | 1.508 | 1.3709 | 0.71766 | 0.61033
SA1 | Pumped Hydro Pump | 0 | 0 | 0 | 0 | 0 | 0 | 0 | 0 | 0 | 0 | 0 | 0 | 0 | 0 | 0 | 0 | 0 | 0 | 0 | 0 | 0 | 0 | 0 | 0 | 0 | 0
SA1 | Coordinated CER storage pump | 8.5602 | 10.0824 | 13.9524 | 17.1134 | 18.6724 | 24.4358 | 28.0118 | 30.2699 | 34.7478 | 38.5208 | 39.9248 | 42.3454 | 44.7644 | 44.6135 | 47.6437 | 49.7481 | 47.6209 | 52.5363 | 54.2081 | 53.4453 | 53.8177 | 57.1408 | 53.4871 | 53.3038 | 52.4004 | 47.4084
Region | Technology | 2024-25 | 2025-26 | 2026-27 | 2027-28 | 2028-29 | 2029-30 | 2030-31 | 2031-32 | 2032-33 | 2033-34 | 2034-35 | 2035-36 | 2036-37 | 2037-38 | 2038-39 | 2039-40 | 2040-41 | 2041-42 | 2042-43 | 2043-44 | 2044-45 | 2045-46 | 2046-47 | 2047-48 | 2048-49 | 2049-50
TAS1 | Grid Battery pump | 0 | 0 | 0 | 0 | 0 | 0 | 0 | 0 | 0 | 0 | 0 | 0 | 0 | 0 | 0 | 0 | 0 | 0 | 0 | 0 | 0 | 0 | 0 | 0 | 0 | 0
TAS1 | Pumped Hydro Pump | 0 | 0 | 0 | 0 | 0 | 0 | 0 | 0 | 0 | 0 | 0 | 0 | 0 | 0 | 0 | 0 | 0 | 0 | 0 | 0 | 0 | 0 | 0 | 0 | 0 | 0
TAS1 | Coordinated CER storage pump | 0.05859 | 0.25266 | 0.42695 | 0.72894 | 0.9539 | 1.6056 | 2.4589 | 3.1183 | 3.4618 | 4.0339 | 4.557 | 4.6977 | 5.5938 | 6.0764 | 6.1712 | 7.1881 | 7.3623 | 8.2316 | 7.4918 | 7.8916 | 8.8924 | 8.6338 | 7.5432 | 7.0662 | 7.5447 | 7.2102

## Marinus_S1_FOM Cost
FOM cost by technology ($000s) - Marinus_S1, Step Change scenario
FOM | Real June 2023 dollars discounted to 1 July 2023. For new entrant capacity, the FOM is incurred annually in modelling. For existing capacity that retires early as part of the least-cost solution, the associated FOM savings are presented as a negative cost that continues until the assumed fixed date retirement. For existing, committed and anticipated generators that do not retire early, FOM costs are not included since there will be no difference in these costs between the Base Case and option case.
Explicitly modelled generation
Region | Technology | 2024-25 | 2025-26 | 2026-27 | 2027-28 | 2028-29 | 2029-30 | 2030-31 | 2031-32 | 2032-33 | 2033-34 | 2034-35 | 2035-36 | 2036-37 | 2037-38 | 2038-39 | 2039-40 | 2040-41 | 2041-42 | 2042-43 | 2043-44 | 2044-45 | 2045-46 | 2046-47 | 2047-48 | 2048-49 | 2049-50
NEM | Black Coal | 0 | 0 | 0 | -168481.5071 | -196729.3316 | -295913.3745 | -258792.5086 | -275790.8023 | -233476.4698 | -101893.1527 | -95227.2458 | -43293.0399 | -40346.5589 | -37707.0721 | -66702.6033 | -62503.8798 | -31748.7489 | -29671.729 | -27730.588 | -25985.0329 | -24216.4806 | -22632.2248 | -21151.6123 | -19820.1836 | -18471.2133 | -17262.8166
NEM | Brown Coal | 0 | 0 | 0 | -391612.4549 | -206909.4666 | -228695.8459 | -217066.5878 | -153444.3116 | -96442.4129 | -45066.5474 | 0 | 0 | 0 | 0 | 0 | 0 | 0 | 0 | 0 | 0 | 0 | 0 | 0 | 0 | 0 | 0
NEM | CCGT | 0 | 0 | 0.0013611 | 0.0042072 | 0.00521 | 0.0050832 | 0.0049518 | 0.0046401 | 0.0047242 | 0.0044251 | 0.0041368 | 0.0038796 | 0.0036155 | 0.003379 | 0.0031579 | 0.0029591 | 0.0027577 | 0.0025773 | 0.0024087 | 0.0022571 | 0.0021035 | 0.0019659 | 0.0018378 | 0.0017221 | 0.0016103 | 0.0015104
NEM | Gas - Steam | 0 | 0 | 0 | 0 | 0 | 0 | 0 | 0 | 0 | 0 | 0 | 0 | 0 | 0 | 0 | 0 | 0 | 0 | 0 | 0 | 0 | 0 | 0 | 0 | 0 | 0
NEM | OCGT / Diesel | 0 | 0.0029838 | 0.006218 | 0.019484 | 0.024706 | 0.023098 | 0.021738 | 0.020641 | 317.1055 | 296.3603 | 2546.1942 | 10932.6929 | 10188.6136 | 17714.0882 | 16555.2226 | 15513.1225 | 14457.2927 | 14260.5793 | 13327.6442 | 15286.6004 | 16543.3835 | 15461.1061 | 14449.6318 | 13540.072 | 16374.5899 | 15303.355
NEM | Hydro | 0 | 0 | 0 | 0 | 0 | 0 | 0 | 0 | 0 | 0 | 0 | 0 | 0 | 0 | 0 | 0 | 0 | 0 | 0 | 0 | 0 | 0 | 0 | 0 | 0 | 0
NEM | Hydrogen Turbine | 0 | 0 | 0 | 0 | 0 | 0 | 0 | 0 | 0 | 0 | 0 | 0 | 0 | 0 | 0 | 0 | 0 | 0 | 0 | 0 | 0 | 0 | 0 | 0 | 0 | 0
NEM | Wind | 0 | 104167.3529 | 190673.5549 | 238737.1968 | 426299.3703 | 518260.3081 | 571182.8675 | 602767.053 | 686325.3852 | 750292.9487 | 758633.5269 | 785289.1812 | 825183.4463 | 846041.9093 | 848221.1641 | 849323.7945 | 794182.6125 | 743652.6605 | 703301.0386 | 659771.5119 | 616130.7469 | 585047.1258 | 565181.2578 | 532928.2275 | 500746.7972 | 470350.8269
NEM | Solar PV | 0 | 0.028996 | 0.036354 | 2275.9407 | 14116.9878 | 47838.0789 | 59365.4741 | 71276.284 | 83190.1949 | 97691.584 | 94233.1976 | 90062.3044 | 86222.0713 | 123334.0701 | 144405.4036 | 146296.4632 | 164908.6387 | 180166.556 | 196666.7048 | 196399.9376 | 183728.6899 | 181879.1124 | 197492.2306 | 187457.3542 | 189875.4597 | 198159.9905
NEM | Grid Battery | 0 | 0.056276 | 0.069785 | 13585.5407 | 13340.3312 | 12574.6551 | 13101.9307 | 15129.7586 | 17212.7076 | 17361.2298 | 22570.4425 | 23703.3128 | 22223.6221 | 22740.3469 | 21252.6616 | 26534.3623 | 24758.2958 | 46587.9692 | 53828.1037 | 50439.7912 | 47006.8491 | 44269.6169 | 41373.4762 | 38769.1454 | 40176.5443 | 37548.179
NEM | Pumped Hydro | 0 | 0 | 0 | 0 | 25533.3254 | 23862.9254 | 22301.9349 | 20898.0969 | 19475.9617 | 18724.047 | 17499.1103 | 16397.6102 | 15281.5835 | 14683.5009 | 13722.8982 | 12859.0844 | 11983.8897 | 11581.256 | 10823.6057 | 10142.2934 | 9452.0068 | 8833.6522 | 8255.75 | 7736.076 | 7209.5633 | 6737.9115
NEM | Coordinated CER storage | 0 | 0 | 0 | 0 | 0 | 0 | 0 | 0 | 0 | 0 | 0 | 0 | 0 | 0 | 0 | 0 | 0 | 0 | 0 | 0 | 0 | 0 | 0 | 0 | 0 | 0
Total excluding storage |  | 0 | 104167.4412 | 190673.6686 | -305495.2602 | 75651.2465 | 77926.7752 | 190093.1375 | 280836.1039 | 476602.4771 | 737406.4742 | 800255.2298 | 883092.0655 | 918752.7815 | 986806.8466 | 977454.75 | 988022.95 | 978541.9833 | 966577.2947 | 950216.5116 | 906055.1039 | 848645.1978 | 812858.3906 | 805600.736 | 760610.6932 | 735911.7426 | 710837.4479
Region | Technology | 2024-25 | 2025-26 | 2026-27 | 2027-28 | 2028-29 | 2029-30 | 2030-31 | 2031-32 | 2032-33 | 2033-34 | 2034-35 | 2035-36 | 2036-37 | 2037-38 | 2038-39 | 2039-40 | 2040-41 | 2041-42 | 2042-43 | 2043-44 | 2044-45 | 2045-46 | 2046-47 | 2047-48 | 2048-49 | 2049-50
NSW1 | Black Coal | 0 | 0 | 0 | -37077.2695 | -74268.5217 | -152116.3604 | -142164.9874 | -137159.1816 | -127824.068 | -0.004507 | -0.0042122 | -17701.8676 | -16497.133 | -15417.889 | -30346.7303 | -28436.4971 | 0 | 0 | 0 | 0 | 0 | 0 | 0 | 0 | 0 | 0
NSW1 | Brown Coal | 0 | 0 | 0 | 0 | 0 | 0 | 0 | 0 | 0 | 0 | 0 | 0 | 0 | 0 | 0 | 0 | 0 | 0 | 0 | 0 | 0 | 0 | 0 | 0 | 0 | 0
NSW1 | CCGT | 0 | 0 | 0.00040964 | 0.0012683 | 0.0018541 | 0.0017328 | 0.0016217 | 0.0015196 | 0.0014225 | 0.0013308 | 0.0012438 | 0.0011655 | 0.0010861 | 0.0010151 | 0.00094869 | 0.00088897 | 0.00082846 | 0.00077427 | 0.00072361 | 0.00067806 | 0.00063191 | 0.00059057 | 0.00055194 | 0.0005172 | 0.000482 | 0.00045046
NSW1 | Gas - Steam | 0 | 0 | 0 | 0 | 0 | 0 | 0 | 0 | 0 | 0 | 0 | 0 | 0 | 0 | 0 | 0 | 0 | 0 | 0 | 0 | 0 | 0 | 0 | 0 | 0 | 0
NSW1 | OCGT / Diesel | 0 | 0.0014055 | 0.0020389 | 0.0020672 | 0.0025512 | 0.0023843 | 0.0022293 | 0.002099 | 0.0028083 | 0.0026299 | 0.0024779 | 0.0044693 | 0.0056506 | 3071.9005 | 2870.935 | 2690.2185 | 2507.1211 | 2343.1038 | 2189.8167 | 2051.9745 | 1912.3162 | 1787.2114 | 1670.291 | 1565.1513 | 1458.6268 | 1363.2026
NSW1 | Hydro | 0 | 0 | 0 | 0 | 0 | 0 | 0 | 0 | 0 | 0 | 0 | 0 | 0 | 0 | 0 | 0 | 0 | 0 | 0 | 0 | 0 | 0 | 0 | 0 | 0 | 0
NSW1 | Hydrogen Turbine | 0 | 0 | 0 | 0 | 0 | 0 | 0 | 0 | 0 | 0 | 0 | 0 | 0 | 0 | 0 | 0 | 0 | 0 | 0 | 0 | 0 | 0 | 0 | 0 | 0 | 0
NSW1 | Wind | 0 | 81759.7051 | 88189.2792 | 92295.0973 | 146248.6695 | 152548.5347 | 149939.4422 | 147348.8386 | 163025.7676 | 152360.5344 | 148435.5252 | 139206.6266 | 137724.3674 | 129446.7821 | 120978.3284 | 114024.1848 | 108927.8134 | 103227.6132 | 98958.5741 | 93470.5311 | 88165.8632 | 88577.5437 | 83204.7207 | 77967.2422 | 73851.8551 | 71310.9641
NSW1 | Solar PV | 0 | 0.0067366 | 0.010088 | 0.020325 | 11203.773 | 45115.4401 | 42163.9644 | 42952.4024 | 40029.0434 | 45915.1801 | 42911.3832 | 40210.2437 | 37473.5171 | 58887.5195 | 71542.7556 | 68892.7546 | 67230.0205 | 65013.6516 | 66238.1899 | 69911.2176 | 65153.0297 | 63309.6874 | 71232.9889 | 67690.6717 | 72895.1633 | 76502.9559
NSW1 | Grid Battery | 0 | 0.025943 | 0.024274 | 7129.0197 | 6643.8155 | 6209.1734 | 5802.9658 | 5437.6876 | 5067.6057 | 4736.0803 | 4426.2434 | 4147.6298 | 3865.3443 | 3612.4738 | 3376.1439 | 3163.6289 | 2948.3113 | 4466.7995 | 4882.6397 | 4575.2927 | 4263.8982 | 3984.9546 | 3724.2567 | 3489.8266 | 5476.6368 | 5118.3524
NSW1 | Pumped Hydro | 0 | 0 | 0 | 0 | 21298.8952 | 19905.5097 | 18603.2801 | 17432.2609 | 16245.8138 | 15183.0036 | 14189.7231 | 13296.5249 | 12391.5582 | 11982.4738 | 11198.5736 | 10493.6579 | 9779.455 | 9139.6777 | 8541.755 | 8004.0779 | 7459.3171 | 6971.3244 | 6515.2565 | 6105.1411 | 5689.6251 | 5317.4067
NSW1 | Coordinated CER storage | 0 | 0 | 0 | 0 | 0 | 0 | 0 | 0 | 0 | 0 | 0 | 0 | 0 | 0 | 0 | 0 | 0 | 0 | 0 | 0 | 0 | 0 | 0 | 0 | 0 | 0
Total excluding storage |  | 0 | 81759.7392 | 88189.316 | 62346.8712 | 111126.636 | 71662.3015 | 74344.6689 | 76012.0116 | 96544.1668 | 218194.7978 | 209962.8744 | 179159.163 | 174957.6607 | 191583.2617 | 179620.0072 | 170827.9485 | 191392.7221 | 184190.8466 | 180810.9761 | 178013.0945 | 166954.4249 | 164630.7221 | 166347.5143 | 156818.0335 | 159371.9076 | 159612.8822
Region | Technology | 2024-25 | 2025-26 | 2026-27 | 2027-28 | 2028-29 | 2029-30 | 2030-31 | 2031-32 | 2032-33 | 2033-34 | 2034-35 | 2035-36 | 2036-37 | 2037-38 | 2038-39 | 2039-40 | 2040-41 | 2041-42 | 2042-43 | 2043-44 | 2044-45 | 2045-46 | 2046-47 | 2047-48 | 2048-49 | 2049-50
QLD1 | Black Coal | 0 | 0 | 0 | -131404.2377 | -122460.8099 | -143797.014 | -116627.5211 | -138631.6207 | -105652.4018 | -101893.1482 | -95227.2416 | -25591.1723 | -23849.4259 | -22289.1831 | -36355.873 | -34067.3828 | -31748.7489 | -29671.729 | -27730.588 | -25985.0329 | -24216.4806 | -22632.2248 | -21151.6123 | -19820.1836 | -18471.2133 | -17262.8166
QLD1 | Brown Coal | 0 | 0 | 0 | 0 | 0 | 0 | 0 | 0 | 0 | 0 | 0 | 0 | 0 | 0 | 0 | 0 | 0 | 0 | 0 | 0 | 0 | 0 | 0 | 0 | 0 | 0
QLD1 | CCGT | 0 | 0 | 0.00032501 | 0.00075663 | 0.0013222 | 0.0012357 | 0.0011735 | 0.0010996 | 0.0013763 | 0.0012948 | 0.0012114 | 0.0011383 | 0.0010608 | 0.00099139 | 0.00092653 | 0.00086821 | 0.00080912 | 0.00075618 | 0.00070671 | 0.00066223 | 0.00061716 | 0.00057678 | 0.00053905 | 0.00050512 | 0.00047074 | 0.00043994
QLD1 | Gas - Steam | 0 | 0 | 0 | 0 | 0 | 0 | 0 | 0 | 0 | 0 | 0 | 0 | 0 | 0 | 0 | 0 | 0 | 0 | 0 | 0 | 0 | 0 | 0 | 0 | 0 | 0
QLD1 | OCGT / Diesel | 0 | 0.00039762 | 0.0010307 | 0.0011956 | 0.0069552 | 0.0065002 | 0.0060782 | 0.0057076 | 0.0054421 | 0.0050947 | 1794.8095 | 5444.1814 | 5073.651 | 7889.459 | 7373.3262 | 6909.198 | 6438.955 | 6017.7149 | 5624.0327 | 5270.0171 | 4911.3375 | 4590.035 | 4289.7524 | 4019.7256 | 7502.2021 | 7011.4038
QLD1 | Hydro | 0 | 0 | 0 | 0 | 0 | 0 | 0 | 0 | 0 | 0 | 0 | 0 | 0 | 0 | 0 | 0 | 0 | 0 | 0 | 0 | 0 | 0 | 0 | 0 | 0 | 0
QLD1 | Hydrogen Turbine | 0 | 0 | 0 | 0 | 0 | 0 | 0 | 0 | 0 | 0 | 0 | 0 | 0 | 0 | 0 | 0 | 0 | 0 | 0 | 0 | 0 | 0 | 0 | 0 | 0 | 0
QLD1 | Wind | 0 | 21455.9805 | 76258.3721 | 71458.1439 | 125524.1481 | 133479.5309 | 133426.6028 | 139397.7093 | 158014.652 | 202869.873 | 190742.0628 | 178735.442 | 179914.8231 | 180782.2444 | 168955.3685 | 158320.1481 | 147544.81 | 137892.3463 | 129430.9393 | 121283.6708 | 113029.0513 | 106555.8414 | 111420.4569 | 104443.7753 | 98704.6121 | 92282.1154
QLD1 | Solar PV | 0 | 0.0079598 | 0.0081142 | 0.013002 | 0.7946 | 0.74975 | 14657.6876 | 25940.1849 | 27036.7374 | 36706.8577 | 37238.1262 | 36654.8973 | 36449.5955 | 46640.7154 | 54657.9697 | 55325.7041 | 73955.7825 | 75677.3663 | 90550.2041 | 86630.0152 | 80895.2485 | 83354.0868 | 86615.2677 | 82618.1744 | 78929.4094 | 85563.7782
QLD1 | Grid Battery | 0 | 0.0082962 | 0.013326 | 0.01288 | 0.033667 | 0.031502 | 0.02947 | 0.028267 | 5.1391 | 4.8032 | 4.5004 | 2396.8761 | 2233.744 | 4058.2111 | 3792.7209 | 10173.4656 | 9510.9261 | 23609.3814 | 30911.6387 | 28965.8466 | 26994.4197 | 25566.4083 | 23893.8397 | 22389.7964 | 22687.648 | 21203.4099
QLD1 | Pumped Hydro | 0 | 0 | 0 | 0 | 0.13484 | 0.12612 | 0.11792 | 0.11057 | 0.10497 | 0.098497 | 0.092243 | 0.096732 | 0.090355 | 0.15253 | 0.14262 | 0.13377 | 0.12477 | 0.11692 | 0.10993 | 0.10317 | 0.096295 | 0.090822 | 0.084974 | 0.079651 | 0.079385 | 0.074244
QLD1 | Coordinated CER storage | 0 | 0 | 0 | 0 | 0 | 0 | 0 | 0 | 0 | 0 | 0 | 0 | 0 | 0 | 0 | 0 | 0 | 0 | 0 | 0 | 0 | 0 | 0 | 0 | 0 | 0
Total excluding storage |  | 0 | 21455.9971 | 76258.3949 | -59946.0659 | 3064.3096 | -10316.5681 | 31456.9239 | 26706.4191 | 79404.2384 | 137688.4906 | 134552.3508 | 197640.3223 | 199822.4791 | 217081.6003 | 198423.6559 | 196661.2676 | 205701.8503 | 213525.1975 | 228786.3374 | 216164.6206 | 201613.6734 | 197434.2382 | 205067.7898 | 193651.3683 | 189352.7381 | 188797.9655
Region | Technology | 2024-25 | 2025-26 | 2026-27 | 2027-28 | 2028-29 | 2029-30 | 2030-31 | 2031-32 | 2032-33 | 2033-34 | 2034-35 | 2035-36 | 2036-37 | 2037-38 | 2038-39 | 2039-40 | 2040-41 | 2041-42 | 2042-43 | 2043-44 | 2044-45 | 2045-46 | 2046-47 | 2047-48 | 2048-49 | 2049-50
VIC1 | Black Coal | 0 | 0 | 0 | 0 | 0 | 0 | 0 | 0 | 0 | 0 | 0 | 0 | 0 | 0 | 0 | 0 | 0 | 0 | 0 | 0 | 0 | 0 | 0 | 0 | 0 | 0
VIC1 | Brown Coal | 0 | 0 | 0 | -391612.4549 | -206909.4666 | -228695.8459 | -217066.5878 | -153444.3116 | -96442.4129 | -45066.5474 | 0 | 0 | 0 | 0 | 0 | 0 | 0 | 0 | 0 | 0 | 0 | 0 | 0 | 0 | 0 | 0
VIC1 | CCGT | 0 | 0 | 0 | 0 | 0 | 0 | 0 | 0 | 0 | 0 | 0 | 0 | 0 | 0 | 0 | 0 | 0 | 0 | 0 | 0 | 0 | 0 | 0 | 0 | 0 | 0
VIC1 | Gas - Steam | 0 | 0 | 0 | 0 | 0 | 0 | 0 | 0 | 0 | 0 | 0 | 0 | 0 | 0 | 0 | 0 | 0 | 0 | 0 | 0 | 0 | 0 | 0 | 0 | 0 | 0
VIC1 | OCGT / Diesel | 0 | 0.00039502 | 0.0010479 | 0.012708 | 0.01186 | 0.011084 | 0.010359 | 0.009715 | 0.0090791 | 0.0084884 | 0.0079634 | 2829.8196 | 2637.2208 | 2464.693 | 2303.4514 | 2158.4563 | 2011.5508 | 2629.0443 | 2457.0508 | 5100.2766 | 7050.3439 | 6589.1064 | 6158.0434 | 5770.4135 | 5377.6767 | 5025.866
VIC1 | Hydro | 0 | 0 | 0 | 0 | 0 | 0 | 0 | 0 | 0 | 0 | 0 | 0 | 0 | 0 | 0 | 0 | 0 | 0 | 0 | 0 | 0 | 0 | 0 | 0 | 0 | 0
VIC1 | Hydrogen Turbine | 0 | 0 | 0 | 0 | 0 | 0 | 0 | 0 | 0 | 0 | 0 | 0 | 0 | 0 | 0 | 0 | 0 | 0 | 0 | 0 | 0 | 0 | 0 | 0 | 0 | 0
VIC1 | Wind | 0 | 0.012906 | 9016.4619 | 53119.2665 | 116950.1896 | 173850.5679 | 211917.5228 | 244843.9317 | 289831.1754 | 324544.9765 | 353551.672 | 401875.7563 | 440299.3496 | 472967.0865 | 499476.1249 | 521870.105 | 486351.3983 | 454534.0171 | 429725.1711 | 402675.2972 | 375269.041 | 351882.1957 | 329180.3675 | 310651.4237 | 289912.8744 | 270946.6139
VIC1 | Solar PV | 0 | 0.002908 | 0.0040039 | 0.036447 | 0.057374 | 0.053687 | 0.050362 | 0.047273 | 13902.9937 | 12993.4522 | 12143.4132 | 11379.0228 | 10604.5615 | 10628.7851 | 10805.9325 | 14088.1158 | 13129.2774 | 22093.2881 | 20647.9461 | 20068.1691 | 19236.8285 | 17978.3445 | 18398.9718 | 17240.8133 | 19076.0548 | 18359.768
VIC1 | Grid Battery | 0 | 0.0081272 | 0.012305 | 6456.4833 | 6696.4584 | 6365.4266 | 7298.9109 | 9692.0083 | 12138.642 | 12619.1102 | 18138.5432 | 16996.7779 | 15839.9698 | 14803.7102 | 13835.2432 | 12964.3573 | 12081.9976 | 11291.5866 | 10552.8848 | 9888.6132 | 9215.59 | 8612.7011 | 8049.2534 | 7542.5778 | 7029.2268 | 6569.371
VIC1 | Pumped Hydro | 0 | 0 | 0 | 0 | 4234.2771 | 3957.2683 | 3698.3817 | 3465.58 | 3229.7117 | 3018.4222 | 2820.956 | 2643.3872 | 2463.4773 | 2302.3154 | 2151.6967 | 2016.254 | 1879.0269 | 1756.1024 | 1641.2174 | 1537.9079 | 1433.2379 | 1339.4747 | 1251.8455 | 1173.0457 | 1093.2078 | 1021.6895
VIC1 | Coordinated CER storage | 0 | 0 | 0 | 0 | 0 | 0 | 0 | 0 | 0 | 0 | 0 | 0 | 0 | 0 | 0 | 0 | 0 | 0 | 0 | 0 | 0 | 0 | 0 | 0 | 0 | 0
Total excluding storage |  | 0 | 0.024336 | 9016.4793 | -332036.6559 | -79028.4723 | -44522.5184 | 5848.2883 | 104557.2653 | 222660.1189 | 308109.4222 | 386654.5924 | 435724.7637 | 471844.5792 | 503166.5902 | 528572.4487 | 553097.2885 | 515453.251 | 492304.0385 | 465024.2702 | 439270.264 | 412205.0414 | 386401.8224 | 363038.4817 | 342378.274 | 322489.0405 | 301923.3084
Region | Technology | 2024-25 | 2025-26 | 2026-27 | 2027-28 | 2028-29 | 2029-30 | 2030-31 | 2031-32 | 2032-33 | 2033-34 | 2034-35 | 2035-36 | 2036-37 | 2037-38 | 2038-39 | 2039-40 | 2040-41 | 2041-42 | 2042-43 | 2043-44 | 2044-45 | 2045-46 | 2046-47 | 2047-48 | 2048-49 | 2049-50
SA1 | Black Coal | 0 | 0 | 0 | 0 | 0 | 0 | 0 | 0 | 0 | 0 | 0 | 0 | 0 | 0 | 0 | 0 | 0 | 0 | 0 | 0 | 0 | 0 | 0 | 0 | 0 | 0
SA1 | Brown Coal | 0 | 0 | 0 | 0 | 0 | 0 | 0 | 0 | 0 | 0 | 0 | 0 | 0 | 0 | 0 | 0 | 0 | 0 | 0 | 0 | 0 | 0 | 0 | 0 | 0 | 0
SA1 | CCGT | 0 | 0 | 0.0003968 | 0.0018366 | 0.0017116 | 0.0016005 | 0.0015108 | 0.0014157 | 0.0013406 | 0.0012529 | 0.001171 | 0.0010973 | 0.0010226 | 0.00095568 | 0.00089316 | 0.00083694 | 0.00077998 | 0.00072895 | 0.00068126 | 0.00063838 | 0.00059493 | 0.00055601 | 0.00051963 | 0.00048692 | 0.00045378 | 0.0004241
SA1 | Gas - Steam | 0 | 0 | 0 | 0 | 0 | 0 | 0 | 0 | 0 | 0 | 0 | 0 | 0 | 0 | 0 | 0 | 0 | 0 | 0 | 0 | 0 | 0 | 0 | 0 | 0 | 0
SA1 | OCGT / Diesel | 0 | 0.00040386 | 0.0011149 | 0.0024629 | 0.0022976 | 0.0021473 | 0.0020126 | 0.0019082 | 317.0868 | 296.3428 | 751.3729 | 2658.6862 | 2477.7348 | 4288.0343 | 4007.5087 | 3755.2484 | 3499.6645 | 3270.7145 | 3056.7426 | 2864.3308 | 2669.3832 | 2494.7506 | 2331.5426 | 2184.7792 | 2036.0822 | 1902.8806
SA1 | Hydro | 0 | 0 | 0 | 0 | 0 | 0 | 0 | 0 | 0 | 0 | 0 | 0 | 0 | 0 | 0 | 0 | 0 | 0 | 0 | 0 | 0 | 0 | 0 | 0 | 0 | 0
SA1 | Hydrogen Turbine | 0 | 0 | 0 | 0 | 0 | 0 | 0 | 0 | 0 | 0 | 0 | 0 | 0 | 0 | 0 | 0 | 0 | 0 | 0 | 0 | 0 | 0 | 0 | 0 | 0 | 0
SA1 | Wind | 0 | 0.019752 | 11435.2748 | 11002.4627 | 22219.3962 | 38736.0864 | 37501.3927 | 35195.693 | 41921.7764 | 39179.2323 | 36616.1054 | 38026.7924 | 41668.23 | 38942.3596 | 36471.679 | 34175.9023 | 31849.8764 | 29766.2405 | 28146.6863 | 26374.9394 | 24786.4434 | 24124.6772 | 28378.6374 | 27686.8361 | 26927.4069 | 25203.6091
SA1 | Solar PV | 0 | 0.0077294 | 0.010519 | 2275.8674 | 2912.3591 | 2721.8309 | 2543.7673 | 2383.6451 | 2221.4148 | 2076.0889 | 1940.27 | 1818.136 | 1694.3929 | 7177.0459 | 7398.7407 | 7989.8798 | 10593.5496 | 17382.2414 | 19230.3567 | 19790.5282 | 18443.5762 | 17236.9871 | 21244.996 | 19907.6889 | 18974.8239 | 17733.4804
SA1 | Grid Battery | 0 | 0.0080025 | 0.013405 | 0.017068 | 0.015926 | 0.014959 | 0.014075 | 0.020068 | 1.302 | 1.2169 | 1.1374 | 162.0109 | 284.5457 | 265.9336 | 248.5362 | 232.8919 | 217.0419 | 7220.1789 | 7480.9183 | 7010.0177 | 6532.9198 | 6105.5326 | 5706.1055 | 5346.9244 | 4983.0109 | 4657.0208
SA1 | Pumped Hydro | 0 | 0 | 0 | 0 | 0.0047834 | 0.0045227 | 0.0046955 | 0.0044422 | 0.0071126 | 0.0067049 | 0.0062874 | 0.0069685 | 0.0071437 | 0.0071652 | 0.0067077 | 0.006302 | 0.0059037 | 0.0061649 | 0.0066301 | 0.006249 | 0.006949 | 0.0065082 | 0.0060878 | 0.0057136 | 0.0053305 | 0.0050116
SA1 | Coordinated CER storage | 0 | 0 | 0 | 0 | 0 | 0 | 0 | 0 | 0 | 0 | 0 | 0 | 0 | 0 | 0 | 0 | 0 | 0 | 0 | 0 | 0 | 0 | 0 | 0 | 0 | 0
Total excluding storage |  | 0 | 0.035888 | 11435.3003 | 13278.3514 | 25131.78 | 41457.9405 | 40045.1823 | 37579.3659 | 44461.5885 | 41552.8889 | 39308.8932 | 42665.6335 | 46124.9116 | 50673.3815 | 48126.4723 | 46153.9296 | 46160.1391 | 57639.3823 | 57914.7111 | 56039.8229 | 52432.3301 | 49961.9547 | 57661.2881 | 55126.2349 | 52921.3298 | 49496.9963
Region | Technology | 2024-25 | 2025-26 | 2026-27 | 2027-28 | 2028-29 | 2029-30 | 2030-31 | 2031-32 | 2032-33 | 2033-34 | 2034-35 | 2035-36 | 2036-37 | 2037-38 | 2038-39 | 2039-40 | 2040-41 | 2041-42 | 2042-43 | 2043-44 | 2044-45 | 2045-46 | 2046-47 | 2047-48 | 2048-49 | 2049-50
TAS1 | Black Coal | 0 | 0 | 0 | 0 | 0 | 0 | 0 | 0 | 0 | 0 | 0 | 0 | 0 | 0 | 0 | 0 | 0 | 0 | 0 | 0 | 0 | 0 | 0 | 0 | 0 | 0
TAS1 | Brown Coal | 0 | 0 | 0 | 0 | 0 | 0 | 0 | 0 | 0 | 0 | 0 | 0 | 0 | 0 | 0 | 0 | 0 | 0 | 0 | 0 | 0 | 0 | 0 | 0 | 0 | 0
TAS1 | CCGT | 0 | 0 | 0.0002297 | 0.00034571 | 0.00032218 | 0.00051435 | 0.00064579 | 0.00060514 | 0.00058473 | 0.00054647 | 0.00051072 | 0.00047857 | 0.000446 | 0.00041682 | 0.00038956 | 0.00036503 | 0.00034019 | 0.00031793 | 0.00029714 | 0.00027843 | 0.00025948 | 0.00024251 | 0.00022714 | 0.00021284 | 0.00020383 | 0.00019594
TAS1 | Gas - Steam | 0 | 0 | 0 | 0 | 0 | 0 | 0 | 0 | 0 | 0 | 0 | 0 | 0 | 0 | 0 | 0 | 0 | 0 | 0 | 0 | 0 | 0 | 0 | 0 | 0 | 0
TAS1 | OCGT / Diesel | 0 | 0.00038177 | 0.00098563 | 0.0010506 | 0.0010426 | 0.000983 | 0.001059 | 0.0012116 | 0.0014186 | 0.0013378 | 0.0013613 | 0.0013496 | 0.0012718 | 0.0013194 | 0.0012436 | 0.0013355 | 0.0012642 | 0.0016755 | 0.0015724 | 0.0014836 | 0.0027772 | 0.0026012 | 0.0024385 | 0.0022914 | 0.0021449 | 0.0020123
TAS1 | Hydro | 0 | 0 | 0 | 0 | 0 | 0 | 0 | 0 | 0 | 0 | 0 | 0 | 0 | 0 | 0 | 0 | 0 | 0 | 0 | 0 | 0 | 0 | 0 | 0 | 0 | 0
TAS1 | Hydrogen Turbine | 0 | 0 | 0 | 0 | 0 | 0 | 0 | 0 | 0 | 0 | 0 | 0 | 0 | 0 | 0 | 0 | 0 | 0 | 0 | 0 | 0 | 0 | 0 | 0 | 0 | 0
TAS1 | Wind | 0 | 951.6346 | 5774.1669 | 10862.2264 | 15356.9669 | 19645.5883 | 38397.907 | 35980.8804 | 33532.0138 | 31338.3325 | 29288.1614 | 27444.564 | 25576.6761 | 23903.4367 | 22339.6632 | 20933.4543 | 19508.7145 | 18232.4435 | 17039.6679 | 15967.0734 | 14880.348 | 13906.8677 | 12997.0754 | 12178.9502 | 11350.0487 | 10607.5244
TAS1 | Solar PV | 0 | 0.003662 | 0.0036292 | 0.0035484 | 0.003757 | 0.0044214 | 0.0044719 | 0.0043369 | 0.0056247 | 0.0052693 | 0.0049246 | 0.0046155 | 0.0043072 | 0.0042971 | 0.0050901 | 0.0088488 | 0.0087377 | 0.0085343 | 0.0079967 | 0.0074993 | 0.0069976 | 0.0065543 | 0.0062516 | 0.005879 | 0.0081635 | 0.0079721
TAS1 | Grid Battery | 0 | 0.0059069 | 0.006475 | 0.0077702 | 0.007787 | 0.0086914 | 0.010389 | 0.014431 | 0.018901 | 0.019185 | 0.018084 | 0.018166 | 0.018278 | 0.018148 | 0.017379 | 0.018608 | 0.018978 | 0.022848 | 0.022187 | 0.021006 | 0.021375 | 0.020313 | 0.02089 | 0.020182 | 0.021712 | 0.024842
TAS1 | Pumped Hydro | 0 | 0 | 0 | 0 | 0.013471 | 0.01672 | 0.15043 | 0.141 | 0.32412 | 522.5159 | 488.3327 | 457.5943 | 426.4505 | 398.552 | 372.4785 | 349.0323 | 325.2771 | 685.3529 | 640.5168 | 600.1983 | 559.3486 | 522.7557 | 488.5569 | 457.8038 | 426.6457 | 398.736
TAS1 | Coordinated CER storage | 0 | 0 | 0 | 0 | 0 | 0 | 0 | 0 | 0 | 0 | 0 | 0 | 0 | 0 | 0 | 0 | 0 | 0 | 0 | 0 | 0 | 0 | 0 | 0 | 0 | 0
Total excluding storage |  | 0 | 951.6446 | 5774.1782 | 10862.2391 | 15356.9932 | 19645.6197 | 38398.074 | 35981.042 | 33532.3645 | 31860.8747 | 29776.519 | 27902.1829 | 26003.1509 | 24302.0129 | 22712.1659 | 21282.5158 | 19834.0209 | 18917.8298 | 17680.2167 | 16567.3019 | 15439.7279 | 14429.6532 | 13485.6621 | 12636.7826 | 11776.7266 | 11006.2954

## Marinus_S1_Fuel Cost
Fuel cost by technology ($000s) - Marinus_S1, Step Change scenario
Fuel | Real June 2023 dollars discounted to 1 July 2023.
Explicitly modelled generation
Region | Technology | 2024-25 | 2025-26 | 2026-27 | 2027-28 | 2028-29 | 2029-30 | 2030-31 | 2031-32 | 2032-33 | 2033-34 | 2034-35 | 2035-36 | 2036-37 | 2037-38 | 2038-39 | 2039-40 | 2040-41 | 2041-42 | 2042-43 | 2043-44 | 2044-45 | 2045-46 | 2046-47 | 2047-48 | 2048-49 | 2049-50
NEM | Black Coal | 2119174.732 | 1425099.683 | 1301010.062 | 1077017.5846 | 729890.9308 | 457601.3383 | 362636.5917 | 247742.2379 | 221138.1547 | 143685.327 | 109523.0147 | 61818.1485 | 53813.5486 | 52743.3003 | 0.051782 | 0.046218 | 0.013162 | 0.011154 | 0.0098619 | 0.0098968 | 0.0087547 | 0.0071997 | 0.0065556 | 0.0063725 | 0.0055978 | 0.0049033
NEM | Brown Coal | 268140.568 | 206981.811 | 165299.601 | 62727.1799 | 53891.4631 | 21237.3548 | 0.01537 | 0.0082826 | 0.0065042 | 0.0030014 | 0 | 0 | 0 | 0 | 0 | 0 | 0 | 0 | 0 | 0 | 0 | 0 | 0 | 0 | 0 | 0
NEM | CCGT | 212597.25 | 235268.0501 | 288348.2711 | 509872.2318 | 405199.1853 | 445253.6315 | 424504.4226 | 370989.4207 | 353845.9361 | 334071.7998 | 308227.4358 | 273181.9656 | 203534.1652 | 171413.7929 | 165720.7872 | 138274.3686 | 123497.0468 | 102430.1734 | 104127.0895 | 76419.7822 | 63241.6384 | 34642.2215 | 24509.8329 | 20944.5351 | 19420.3189 | 18782.5727
NEM | Gas - Steam | 6012.7806 | 39179.1585 | 218179.536 | 162648 | 198187.008 | 104160.856 | 79527.856 | 78114.704 | 67482.44 | 67237.44 | 64798.036 | 38372.736 | 34216.772 | 30810.936 | 35233.056 | 0 | 0 | 0 | 0 | 0 | 0 | 0 | 0 | 0 | 0 | 0
NEM | OCGT / Diesel | 14171.5733 | 9280.6751 | 27316.8451 | 309152.0163 | 150952.9657 | 311981.9271 | 309083.6612 | 426307.53 | 308196.9656 | 293158.9418 | 463497.0903 | 382699.8986 | 383317.7789 | 382432.1519 | 475453.4484 | 583215.5455 | 569289.8863 | 454693.5103 | 340135.0504 | 508366.7768 | 374788.6615 | 354603.5774 | 316123.1737 | 287236.8848 | 321716.8335 | 280286.1109
NEM | Hydro | 0 | 0 | 0 | 0 | 0 | 0 | 0 | 0 | 0 | 0 | 0 | 0 | 0 | 0 | 0 | 0 | 0 | 0 | 0 | 0 | 0 | 0 | 0 | 0 | 0 | 0
NEM | Hydrogen Turbine | 0 | 0.0081475 | 2096.2716 | 1351.4297 | 5126.1104 | 82.797 | 36.6498 | 0.01354 | 2185.4355 | 474.042 | 1238.8891 | 2709.6835 | 1344.0741 | 1502.6501 | 0.016816 | 3532.4506 | 1534.5092 | 6932.3996 | 1952.5919 | 14020.1925 | 15256.469 | 30146.979 | 45353.66 | 41717.95 | 40460.828 | 36877.76
NEM | Wind | 0 | 0 | 0 | 0 | 0 | 0 | 0 | 0 | 0 | 0 | 0 | 0 | 0 | 0 | 0 | 0 | 0 | 0 | 0 | 0 | 0 | 0 | 0 | 0 | 0 | 0
NEM | Solar PV | 0 | 0 | 0 | 0 | 0 | 0 | 0 | 0 | 0 | 0 | 0 | 0 | 0 | 0 | 0 | 0 | 0 | 0 | 0 | 0 | 0 | 0 | 0 | 0 | 0 | 0
NEM | Grid Battery | 0 | 0 | 0 | 0 | 0 | 0 | 0 | 0 | 0 | 0 | 0 | 0 | 0 | 0 | 0 | 0 | 0 | 0 | 0 | 0 | 0 | 0 | 0 | 0 | 0 | 0
NEM | Pumped Hydro | 0 | 0 | 0 | 0 | 0 | 0 | 0 | 0 | 0 | 0 | 0 | 0 | 0 | 0 | 0 | 0 | 0 | 0 | 0 | 0 | 0 | 0 | 0 | 0 | 0 | 0
NEM | Coordinated CER storage | 0 | 0 | 0 | 0 | 0 | 0 | 0 | 0 | 0 | 0 | 0 | 0 | 0 | 0 | 0 | 0 | 0 | 0 | 0 | 0 | 0 | 0 | 0 | 0 | 0 | 0
Total excluding storage |  | 2620096.9038 | 1915809.3858 | 2002250.5868 | 2122768.4422 | 1543247.6634 | 1340317.9047 | 1175789.1967 | 1123153.9144 | 952848.9384 | 838627.5536 | 947284.4659 | 758782.4322 | 676226.3389 | 638902.8312 | 676407.3601 | 725022.4109 | 694321.4554 | 564056.0945 | 446214.7417 | 598806.7614 | 453286.7777 | 419392.7852 | 385986.6731 | 349899.3763 | 381597.986 | 335946.4485
Region | Technology | 2024-25 | 2025-26 | 2026-27 | 2027-28 | 2028-29 | 2029-30 | 2030-31 | 2031-32 | 2032-33 | 2033-34 | 2034-35 | 2035-36 | 2036-37 | 2037-38 | 2038-39 | 2039-40 | 2040-41 | 2041-42 | 2042-43 | 2043-44 | 2044-45 | 2045-46 | 2046-47 | 2047-48 | 2048-49 | 2049-50
NSW1 | Black Coal | 1178790.496 | 656064.616 | 677220.616 | 654931.1705 | 403234.46 | 205993.1193 | 191022.2684 | 150149.1164 | 137995.8734 | 116266.46 | 85089.084 | 39496.6362 | 35311.9376 | 33431.1113 | 0.022935 | 0.020315 | 0 | 0 | 0 | 0 | 0 | 0 | 0 | 0 | 0 | 0
NSW1 | Brown Coal | 0 | 0 | 0 | 0 | 0 | 0 | 0 | 0 | 0 | 0 | 0 | 0 | 0 | 0 | 0 | 0 | 0 | 0 | 0 | 0 | 0 | 0 | 0 | 0 | 0 | 0
NSW1 | CCGT | 2445.392 | 25444.582 | 102294.9684 | 114093.2187 | 87307.3965 | 96217.1152 | 90802.5348 | 59841.972 | 68610.2139 | 64924.8798 | 57657.1515 | 50611.4644 | 36619.1575 | 44610.4994 | 39341.1252 | 36969.5465 | 34160.2046 | 23576.7089 | 31628.9495 | 0.027048 | 0.02465 | 0.023622 | 0.02231 | 0.020832 | 0.019353 | 0.018071
NSW1 | Gas - Steam | 0 | 0 | 0 | 0 | 0 | 0 | 0 | 0 | 0 | 0 | 0 | 0 | 0 | 0 | 0 | 0 | 0 | 0 | 0 | 0 | 0 | 0 | 0 | 0 | 0 | 0
NSW1 | OCGT / Diesel | 852.1725 | 8347.0975 | 8547.0711 | 78289.7501 | 28767.8163 | 145064.0264 | 117110.2201 | 186187.6694 | 106619.4472 | 93557.4833 | 158496.6227 | 118494.7651 | 106695.6789 | 82292.4961 | 146412.5093 | 151621.4458 | 173742.9067 | 118095.7507 | 91156.6599 | 146009.5407 | 91618.2679 | 78283.558 | 65636.7583 | 79999.5692 | 61585.399 | 62281.517
NSW1 | Hydro | 0 | 0 | 0 | 0 | 0 | 0 | 0 | 0 | 0 | 0 | 0 | 0 | 0 | 0 | 0 | 0 | 0 | 0 | 0 | 0 | 0 | 0 | 0 | 0 | 0 | 0
NSW1 | Hydrogen Turbine | 0 | 0 | 0 | 0 | 0 | 0 | 0 | 0 | 0 | 0 | 0 | 0 | 0 | 0 | 0 | 0 | 0 | 0 | 0 | 0 | 0 | 0 | 0 | 0 | 0 | 0
NSW1 | Wind | 0 | 0 | 0 | 0 | 0 | 0 | 0 | 0 | 0 | 0 | 0 | 0 | 0 | 0 | 0 | 0 | 0 | 0 | 0 | 0 | 0 | 0 | 0 | 0 | 0 | 0
NSW1 | Solar PV | 0 | 0 | 0 | 0 | 0 | 0 | 0 | 0 | 0 | 0 | 0 | 0 | 0 | 0 | 0 | 0 | 0 | 0 | 0 | 0 | 0 | 0 | 0 | 0 | 0 | 0
NSW1 | Grid Battery | 0 | 0 | 0 | 0 | 0 | 0 | 0 | 0 | 0 | 0 | 0 | 0 | 0 | 0 | 0 | 0 | 0 | 0 | 0 | 0 | 0 | 0 | 0 | 0 | 0 | 0
NSW1 | Pumped Hydro | 0 | 0 | 0 | 0 | 0 | 0 | 0 | 0 | 0 | 0 | 0 | 0 | 0 | 0 | 0 | 0 | 0 | 0 | 0 | 0 | 0 | 0 | 0 | 0 | 0 | 0
NSW1 | Coordinated CER storage | 0 | 0 | 0 | 0 | 0 | 0 | 0 | 0 | 0 | 0 | 0 | 0 | 0 | 0 | 0 | 0 | 0 | 0 | 0 | 0 | 0 | 0 | 0 | 0 | 0 | 0
Total excluding storage |  | 1182088.0605 | 689856.2955 | 788062.6554 | 847314.1393 | 519309.6727 | 447274.2608 | 398935.0233 | 396178.7578 | 313225.5345 | 274748.8231 | 301242.8582 | 208602.8657 | 178626.774 | 160334.1068 | 185753.6574 | 188591.0126 | 207903.1112 | 141672.4596 | 122785.6094 | 146009.5677 | 91618.2926 | 78283.5817 | 65636.7806 | 79999.59 | 61585.4184 | 62281.535
Region | Technology | 2024-25 | 2025-26 | 2026-27 | 2027-28 | 2028-29 | 2029-30 | 2030-31 | 2031-32 | 2032-33 | 2033-34 | 2034-35 | 2035-36 | 2036-37 | 2037-38 | 2038-39 | 2039-40 | 2040-41 | 2041-42 | 2042-43 | 2043-44 | 2044-45 | 2045-46 | 2046-47 | 2047-48 | 2048-49 | 2049-50
QLD1 | Black Coal | 940384.236 | 769035.067 | 623789.446 | 422086.4141 | 326656.4708 | 251608.219 | 171614.3233 | 97593.1215 | 83142.2813 | 27418.867 | 24433.9307 | 22321.5123 | 18501.611 | 19312.189 | 0.028848 | 0.025903 | 0.013162 | 0.011154 | 0.0098619 | 0.0098968 | 0.0087547 | 0.0071997 | 0.0065556 | 0.0063725 | 0.0055978 | 0.0049033
QLD1 | Brown Coal | 0 | 0 | 0 | 0 | 0 | 0 | 0 | 0 | 0 | 0 | 0 | 0 | 0 | 0 | 0 | 0 | 0 | 0 | 0 | 0 | 0 | 0 | 0 | 0 | 0 | 0
QLD1 | CCGT | 113380.581 | 88058.3241 | 84394.3343 | 275861.4623 | 218408.2485 | 257798.4197 | 235659.4444 | 239984.5355 | 209857.4739 | 195644.0985 | 188268.3811 | 172802.0268 | 125360.8978 | 126803.2411 | 126379.6131 | 101304.7755 | 89336.7983 | 78853.4224 | 72498.0999 | 76419.7187 | 63241.5803 | 34642.166 | 24509.7794 | 20944.4858 | 19420.2724 | 18782.5291
QLD1 | Gas - Steam | 0 | 0 | 0 | 0 | 0 | 0 | 0 | 0 | 0 | 0 | 0 | 0 | 0 | 0 | 0 | 0 | 0 | 0 | 0 | 0 | 0 | 0 | 0 | 0 | 0 | 0
QLD1 | OCGT / Diesel | 0.031479 | 0.036124 | 162.9676 | 23903.7674 | 6176.3815 | 35698.9274 | 30341.7978 | 69687.2248 | 41310.0133 | 54756.5355 | 92986.8017 | 115043.2419 | 146615.974 | 116400.7429 | 156920.7517 | 190133.8112 | 206458.9146 | 103478.5178 | 103000.5033 | 121290.5735 | 118317.9389 | 134926.9617 | 106715.0839 | 101766.4588 | 125628.8608 | 117064.7216
QLD1 | Hydro | 0 | 0 | 0 | 0 | 0 | 0 | 0 | 0 | 0 | 0 | 0 | 0 | 0 | 0 | 0 | 0 | 0 | 0 | 0 | 0 | 0 | 0 | 0 | 0 | 0 | 0
QLD1 | Hydrogen Turbine | 0 | 0 | 141.7246 | 492.7954 | 4615.897 | 82.7899 | 36.6429 | 0.0068154 | 983.7641 | 474.0348 | 100.8241 | 1168.8541 | 635.7898 | 863.7521 | 0.0084083 | 1965.2401 | 504.64 | 1008.6391 | 0.013086 | 5079.5535 | 7592.016 | 14902.726 | 26029.58 | 20814.198 | 19264.282 | 18832.134
QLD1 | Wind | 0 | 0 | 0 | 0 | 0 | 0 | 0 | 0 | 0 | 0 | 0 | 0 | 0 | 0 | 0 | 0 | 0 | 0 | 0 | 0 | 0 | 0 | 0 | 0 | 0 | 0
QLD1 | Solar PV | 0 | 0 | 0 | 0 | 0 | 0 | 0 | 0 | 0 | 0 | 0 | 0 | 0 | 0 | 0 | 0 | 0 | 0 | 0 | 0 | 0 | 0 | 0 | 0 | 0 | 0
QLD1 | Grid Battery | 0 | 0 | 0 | 0 | 0 | 0 | 0 | 0 | 0 | 0 | 0 | 0 | 0 | 0 | 0 | 0 | 0 | 0 | 0 | 0 | 0 | 0 | 0 | 0 | 0 | 0
QLD1 | Pumped Hydro | 0 | 0 | 0 | 0 | 0 | 0 | 0 | 0 | 0 | 0 | 0 | 0 | 0 | 0 | 0 | 0 | 0 | 0 | 0 | 0 | 0 | 0 | 0 | 0 | 0 | 0
QLD1 | Coordinated CER storage | 0 | 0 | 0 | 0 | 0 | 0 | 0 | 0 | 0 | 0 | 0 | 0 | 0 | 0 | 0 | 0 | 0 | 0 | 0 | 0 | 0 | 0 | 0 | 0 | 0 | 0
Total excluding storage |  | 1053764.8485 | 857093.4272 | 708488.4725 | 722344.4393 | 555856.9978 | 545188.356 | 437652.2084 | 407264.8886 | 335293.5326 | 278293.5357 | 305789.9376 | 311335.635 | 291114.2726 | 263379.9251 | 283300.402 | 293403.8527 | 296300.366 | 183340.5905 | 175498.6261 | 202789.8555 | 189151.544 | 184471.8609 | 157254.4499 | 143525.1489 | 164313.4208 | 154679.3897
Region | Technology | 2024-25 | 2025-26 | 2026-27 | 2027-28 | 2028-29 | 2029-30 | 2030-31 | 2031-32 | 2032-33 | 2033-34 | 2034-35 | 2035-36 | 2036-37 | 2037-38 | 2038-39 | 2039-40 | 2040-41 | 2041-42 | 2042-43 | 2043-44 | 2044-45 | 2045-46 | 2046-47 | 2047-48 | 2048-49 | 2049-50
VIC1 | Black Coal | 0 | 0 | 0 | 0 | 0 | 0 | 0 | 0 | 0 | 0 | 0 | 0 | 0 | 0 | 0 | 0 | 0 | 0 | 0 | 0 | 0 | 0 | 0 | 0 | 0 | 0
VIC1 | Brown Coal | 268140.568 | 206981.811 | 165299.601 | 62727.1799 | 53891.4631 | 21237.3548 | 0.01537 | 0.0082826 | 0.0065042 | 0.0030014 | 0 | 0 | 0 | 0 | 0 | 0 | 0 | 0 | 0 | 0 | 0 | 0 | 0 | 0 | 0 | 0
VIC1 | CCGT | 0 | 0 | 0 | 0 | 0 | 0 | 0 | 0 | 0 | 0 | 0 | 0 | 0 | 0 | 0 | 0 | 0 | 0 | 0 | 0 | 0 | 0 | 0 | 0 | 0 | 0
VIC1 | Gas - Steam | 901.1271 | 4704.7785 | 218179.536 | 162648 | 198187.008 | 104160.856 | 79527.856 | 78114.704 | 67482.44 | 67237.44 | 64798.036 | 38372.736 | 34216.772 | 30810.936 | 35233.056 | 0 | 0 | 0 | 0 | 0 | 0 | 0 | 0 | 0 | 0 | 0
VIC1 | OCGT / Diesel | 261.5718 | 0.044372 | 2335.6142 | 98948.6864 | 52120.3244 | 52375.9317 | 81825.8067 | 92804.3222 | 87656.6435 | 74069.1772 | 122137.8343 | 79920.248 | 68937.102 | 75421.233 | 57733.8628 | 109344.2659 | 80659.9846 | 121650.6645 | 61104.3779 | 134906.2278 | 102490.6353 | 89911.6836 | 97775.7252 | 63725.3065 | 92712.4404 | 67292.2154
VIC1 | Hydro | 0 | 0 | 0 | 0 | 0 | 0 | 0 | 0 | 0 | 0 | 0 | 0 | 0 | 0 | 0 | 0 | 0 | 0 | 0 | 0 | 0 | 0 | 0 | 0 | 0 | 0
VIC1 | Hydrogen Turbine | 0 | 0 | 0 | 0 | 0 | 0 | 0 | 0 | 0 | 0 | 0 | 0 | 0 | 0 | 0 | 0 | 0 | 0 | 0 | 0 | 0 | 0 | 0 | 0 | 0 | 0
VIC1 | Wind | 0 | 0 | 0 | 0 | 0 | 0 | 0 | 0 | 0 | 0 | 0 | 0 | 0 | 0 | 0 | 0 | 0 | 0 | 0 | 0 | 0 | 0 | 0 | 0 | 0 | 0
VIC1 | Solar PV | 0 | 0 | 0 | 0 | 0 | 0 | 0 | 0 | 0 | 0 | 0 | 0 | 0 | 0 | 0 | 0 | 0 | 0 | 0 | 0 | 0 | 0 | 0 | 0 | 0 | 0
VIC1 | Grid Battery | 0 | 0 | 0 | 0 | 0 | 0 | 0 | 0 | 0 | 0 | 0 | 0 | 0 | 0 | 0 | 0 | 0 | 0 | 0 | 0 | 0 | 0 | 0 | 0 | 0 | 0
VIC1 | Pumped Hydro | 0 | 0 | 0 | 0 | 0 | 0 | 0 | 0 | 0 | 0 | 0 | 0 | 0 | 0 | 0 | 0 | 0 | 0 | 0 | 0 | 0 | 0 | 0 | 0 | 0 | 0
VIC1 | Coordinated CER storage | 0 | 0 | 0 | 0 | 0 | 0 | 0 | 0 | 0 | 0 | 0 | 0 | 0 | 0 | 0 | 0 | 0 | 0 | 0 | 0 | 0 | 0 | 0 | 0 | 0 | 0
Total excluding storage |  | 269303.2668 | 211686.6339 | 385814.7512 | 324323.8663 | 304198.7956 | 177774.1425 | 161353.678 | 170919.0345 | 155139.09 | 141306.6202 | 186935.8703 | 118292.984 | 103153.874 | 106232.169 | 92966.9188 | 109344.2659 | 80659.9846 | 121650.6645 | 61104.3779 | 134906.2278 | 102490.6353 | 89911.6836 | 97775.7252 | 63725.3065 | 92712.4404 | 67292.2154
Region | Technology | 2024-25 | 2025-26 | 2026-27 | 2027-28 | 2028-29 | 2029-30 | 2030-31 | 2031-32 | 2032-33 | 2033-34 | 2034-35 | 2035-36 | 2036-37 | 2037-38 | 2038-39 | 2039-40 | 2040-41 | 2041-42 | 2042-43 | 2043-44 | 2044-45 | 2045-46 | 2046-47 | 2047-48 | 2048-49 | 2049-50
SA1 | Black Coal | 0 | 0 | 0 | 0 | 0 | 0 | 0 | 0 | 0 | 0 | 0 | 0 | 0 | 0 | 0 | 0 | 0 | 0 | 0 | 0 | 0 | 0 | 0 | 0 | 0 | 0
SA1 | Brown Coal | 0 | 0 | 0 | 0 | 0 | 0 | 0 | 0 | 0 | 0 | 0 | 0 | 0 | 0 | 0 | 0 | 0 | 0 | 0 | 0 | 0 | 0 | 0 | 0 | 0 | 0
SA1 | CCGT | 96771.277 | 121765.144 | 101658.9596 | 119917.5376 | 99483.5289 | 91238.0771 | 98042.4183 | 71162.8909 | 75378.2257 | 73502.7999 | 62301.8839 | 49768.4563 | 41554.0931 | 0.036422 | 0.033889 | 0.032031 | 0.03008 | 0.028732 | 0.027425 | 0.025102 | 0.022788 | 0.021905 | 0.02111 | 0.019486 | 0.01815 | 0.016807
SA1 | Gas - Steam | 5111.6535 | 34474.38 | 0 | 0 | 0 | 0 | 0 | 0 | 0 | 0 | 0 | 0 | 0 | 0 | 0 | 0 | 0 | 0 | 0 | 0 | 0 | 0 | 0 | 0 | 0 | 0
SA1 | OCGT / Diesel | 13057.7805 | 933.4813 | 16271.1773 | 107947.761 | 63693.9155 | 78758.4223 | 77027.6599 | 76430.6572 | 70703.403 | 68240.3666 | 85391.2717 | 67683.9313 | 60226.3355 | 106919.8994 | 113890.0843 | 129550.2063 | 108305.4751 | 110758.2575 | 84748.2405 | 106060.3671 | 61954.3474 | 51299.8521 | 45942.5107 | 41672.7705 | 41746.111 | 33618.326
SA1 | Hydro | 0 | 0 | 0 | 0 | 0 | 0 | 0 | 0 | 0 | 0 | 0 | 0 | 0 | 0 | 0 | 0 | 0 | 0 | 0 | 0 | 0 | 0 | 0 | 0 | 0 | 0
SA1 | Hydrogen Turbine | 0 | 0.0081475 | 1954.547 | 858.6342 | 510.2134 | 0.00715 | 0.0068857 | 0.0067242 | 1201.6714 | 0.0072418 | 1138.065 | 1540.8294 | 708.2844 | 638.898 | 0.0084074 | 1567.2105 | 1029.8692 | 5923.7605 | 1952.5788 | 8940.639 | 7664.453 | 15244.253 | 19324.08 | 20903.752 | 21196.546 | 18045.626
SA1 | Wind | 0 | 0 | 0 | 0 | 0 | 0 | 0 | 0 | 0 | 0 | 0 | 0 | 0 | 0 | 0 | 0 | 0 | 0 | 0 | 0 | 0 | 0 | 0 | 0 | 0 | 0
SA1 | Solar PV | 0 | 0 | 0 | 0 | 0 | 0 | 0 | 0 | 0 | 0 | 0 | 0 | 0 | 0 | 0 | 0 | 0 | 0 | 0 | 0 | 0 | 0 | 0 | 0 | 0 | 0
SA1 | Grid Battery | 0 | 0 | 0 | 0 | 0 | 0 | 0 | 0 | 0 | 0 | 0 | 0 | 0 | 0 | 0 | 0 | 0 | 0 | 0 | 0 | 0 | 0 | 0 | 0 | 0 | 0
SA1 | Pumped Hydro | 0 | 0 | 0 | 0 | 0 | 0 | 0 | 0 | 0 | 0 | 0 | 0 | 0 | 0 | 0 | 0 | 0 | 0 | 0 | 0 | 0 | 0 | 0 | 0 | 0 | 0
SA1 | Coordinated CER storage | 0 | 0 | 0 | 0 | 0 | 0 | 0 | 0 | 0 | 0 | 0 | 0 | 0 | 0 | 0 | 0 | 0 | 0 | 0 | 0 | 0 | 0 | 0 | 0 | 0 | 0
Total excluding storage |  | 114940.711 | 157173.0134 | 119884.6838 | 228723.9328 | 163687.6578 | 169996.5065 | 175070.0852 | 147593.5548 | 147283.3001 | 141743.1738 | 148831.2206 | 118993.217 | 102488.7131 | 107558.8338 | 113890.1266 | 131117.4488 | 109335.3744 | 116682.0467 | 86700.8467 | 115001.0312 | 69618.8232 | 66544.127 | 65266.6119 | 62576.5419 | 62942.6751 | 51663.9688
Region | Technology | 2024-25 | 2025-26 | 2026-27 | 2027-28 | 2028-29 | 2029-30 | 2030-31 | 2031-32 | 2032-33 | 2033-34 | 2034-35 | 2035-36 | 2036-37 | 2037-38 | 2038-39 | 2039-40 | 2040-41 | 2041-42 | 2042-43 | 2043-44 | 2044-45 | 2045-46 | 2046-47 | 2047-48 | 2048-49 | 2049-50
TAS1 | Black Coal | 0 | 0 | 0 | 0 | 0 | 0 | 0 | 0 | 0 | 0 | 0 | 0 | 0 | 0 | 0 | 0 | 0 | 0 | 0 | 0 | 0 | 0 | 0 | 0 | 0 | 0
TAS1 | Brown Coal | 0 | 0 | 0 | 0 | 0 | 0 | 0 | 0 | 0 | 0 | 0 | 0 | 0 | 0 | 0 | 0 | 0 | 0 | 0 | 0 | 0 | 0 | 0 | 0 | 0 | 0
TAS1 | CCGT | 0 | 0 | 0.0088349 | 0.013207 | 0.011515 | 0.019492 | 0.025032 | 0.022341 | 0.022628 | 0.021629 | 0.019305 | 0.01815 | 0.016758 | 0.016029 | 0.015001 | 0.014586 | 0.013838 | 0.0134 | 0.012739 | 0.01142 | 0.010651 | 0.010003 | 0.010024 | 0.0089824 | 0.0090059 | 0.0086578
TAS1 | Gas - Steam | 0 | 0 | 0 | 0 | 0 | 0 | 0 | 0 | 0 | 0 | 0 | 0 | 0 | 0 | 0 | 0 | 0 | 0 | 0 | 0 | 0 | 0 | 0 | 0 | 0 | 0
TAS1 | OCGT / Diesel | 0.017109 | 0.015765 | 0.014974 | 62.0514 | 194.528 | 84.6193 | 2778.1767 | 1197.6564 | 1907.4585 | 2535.3792 | 4484.56 | 1557.7123 | 842.6885 | 1397.7805 | 496.2402 | 2565.8163 | 122.6054 | 710.3198 | 125.2689 | 100.0677 | 407.4719 | 181.5219 | 53.0955 | 72.7799 | 44.0223 | 29.331
TAS1 | Hydro | 0 | 0 | 0 | 0 | 0 | 0 | 0 | 0 | 0 | 0 | 0 | 0 | 0 | 0 | 0 | 0 | 0 | 0 | 0 | 0 | 0 | 0 | 0 | 0 | 0 | 0
TAS1 | Hydrogen Turbine | 0 | 0 | 0 | 0 | 0 | 0 | 0 | 0 | 0 | 0 | 0 | 0 | 0 | 0 | 0 | 0 | 0 | 0 | 0 | 0 | 0 | 0 | 0 | 0 | 0 | 0
TAS1 | Wind | 0 | 0 | 0 | 0 | 0 | 0 | 0 | 0 | 0 | 0 | 0 | 0 | 0 | 0 | 0 | 0 | 0 | 0 | 0 | 0 | 0 | 0 | 0 | 0 | 0 | 0
TAS1 | Solar PV | 0 | 0 | 0 | 0 | 0 | 0 | 0 | 0 | 0 | 0 | 0 | 0 | 0 | 0 | 0 | 0 | 0 | 0 | 0 | 0 | 0 | 0 | 0 | 0 | 0 | 0
TAS1 | Grid Battery | 0 | 0 | 0 | 0 | 0 | 0 | 0 | 0 | 0 | 0 | 0 | 0 | 0 | 0 | 0 | 0 | 0 | 0 | 0 | 0 | 0 | 0 | 0 | 0 | 0 | 0
TAS1 | Pumped Hydro | 0 | 0 | 0 | 0 | 0 | 0 | 0 | 0 | 0 | 0 | 0 | 0 | 0 | 0 | 0 | 0 | 0 | 0 | 0 | 0 | 0 | 0 | 0 | 0 | 0 | 0
TAS1 | Coordinated CER storage | 0 | 0 | 0 | 0 | 0 | 0 | 0 | 0 | 0 | 0 | 0 | 0 | 0 | 0 | 0 | 0 | 0 | 0 | 0 | 0 | 0 | 0 | 0 | 0 | 0 | 0
Total excluding storage |  | 0.017109 | 0.015765 | 0.023809 | 62.0646 | 194.5395 | 84.6388 | 2778.2017 | 1197.6787 | 1907.4811 | 2535.4008 | 4484.5793 | 1557.7304 | 842.7052 | 1397.7966 | 496.2552 | 2565.8308 | 122.6192 | 710.3332 | 125.2816 | 100.0792 | 407.4826 | 181.532 | 53.1056 | 72.7889 | 44.0313 | 29.3396

## Marinus_S1_Build Cost
New generation build cost (CAPEX) by technology ($000s) - Marinus_S1, Step Change scenario
CAPEX | Real June 2023 dollars discounted to 1 July 2023. The total capital costs are annualised for modelling purposes. Build costs do not include capital costs of existing, committed and anticipated generators and transmission projects since there will be no difference in these costs between the Base Case and option case.
Explicitly modelled generation
Region | Technology | 2024-25 | 2025-26 | 2026-27 | 2027-28 | 2028-29 | 2029-30 | 2030-31 | 2031-32 | 2032-33 | 2033-34 | 2034-35 | 2035-36 | 2036-37 | 2037-38 | 2038-39 | 2039-40 | 2040-41 | 2041-42 | 2042-43 | 2043-44 | 2044-45 | 2045-46 | 2046-47 | 2047-48 | 2048-49 | 2049-50
NEM | Black Coal | 0 | 0 | 0 | 0 | 0 | 0 | 0 | 0 | 0 | 0 | 0 | 0 | 0 | 0 | 0 | 0 | 0 | 0 | 0 | 0 | 0 | 0 | 0 | 0 | 0 | 0
NEM | Brown Coal | 0 | 0 | 0 | 0 | 0 | 0 | 0 | 0 | 0 | 0 | 0 | 0 | 0 | 0 | 0 | 0 | 0 | 0 | 0 | 0 | 0 | 0 | 0 | 0 | 0 | 0
NEM | CCGT | 0 | 0 | 0.020835 | 0.064385 | 0.079681 | 0.077771 | 0.075748 | 0.070979 | 0.072086 | 0.067517 | 0.063119 | 0.059192 | 0.055163 | 0.051554 | 0.048182 | 0.045149 | 0.042076 | 0.039323 | 0.036751 | 0.034437 | 0.032094 | 0.029994 | 0.028039 | 0.026274 | 0.024565 | 0.023036
NEM | Gas - Steam | 0 | 0 | 0 | 0 | 0 | 0 | 0 | 0 | 0 | 0 | 0 | 0 | 0 | 0 | 0 | 0 | 0 | 0 | 0 | 0 | 0 | 0 | 0 | 0 | 0 | 0
NEM | OCGT / Diesel | 0 | 0.03473 | 0.064467 | 0.18829 | 0.23553 | 0.2202 | 0.20727 | 0.19666 | 2610.171 | 2439.4125 | 20919.3946 | 89779.8898 | 83669.4686 | 144558.3097 | 135101.2241 | 126597.0197 | 117980.7717 | 116383.1488 | 108769.298 | 124640.6002 | 134770.8034 | 125954.022 | 117714.0394 | 110304.3031 | 132751.9015 | 124067.1978
NEM | Hydro | 0 | 0 | 0 | 0 | 0 | 0 | 0 | 0 | 0 | 0 | 0 | 0 | 0 | 0 | 0 | 0 | 0 | 0 | 0 | 0 | 0 | 0 | 0 | 0 | 0 | 0
NEM | Hydrogen Turbine | 0 | 0 | 0 | 0 | 0 | 0 | 0 | 0 | 0 | 0 | 0 | 0 | 0 | 0 | 0 | 0 | 0 | 0 | 0 | 0 | 0 | 0 | 0 | 0 | 0 | 0
NEM | Wind | 0 | 958583.1759 | 1721731.9161 | 2138843.8724 | 3353288.7491 | 3806340.5941 | 3976099.7845 | 4006301.8549 | 4369950.2044 | 4651007.5997 | 4528166.4462 | 4452283.159 | 4532145.2784 | 4491989.0136 | 4342989.3399 | 4206341.4138 | 3932534.6663 | 3685157.9145 | 3503795.7263 | 3288271.4422 | 3073039.8472 | 2938983.3717 | 2883266.7846 | 2726674.6539 | 2569684.043 | 2415769.2635
NEM | Solar PV | 0 | 5219.8525 | 4878.4325 | 20532.216 | 94988.552 | 299010.7107 | 367250.5116 | 435477.8129 | 509112.0448 | 587314.9333 | 564964.512 | 538620.592 | 513300.8929 | 677802.6474 | 768896.0933 | 767759.0481 | 846097.6162 | 905961.3521 | 977660.5627 | 969623.5894 | 906643.7915 | 889651.3628 | 948340.5174 | 898958.4249 | 907975.6736 | 945486.5399
NEM | Grid Battery | 0 | 0.6807 | 0.82532 | 131114.7254 | 128526.8243 | 121269.2813 | 127149.2099 | 140312.074 | 153379.6366 | 153869.771 | 195304.5452 | 198704.8916 | 185986.8899 | 185541.2856 | 173403.0781 | 200554.7626 | 187074.2605 | 306296.4678 | 343361.9259 | 321748.3571 | 299850.1085 | 282063.7102 | 263610.9115 | 213166.4837 | 218167.1109 | 203597.4374
NEM | Pumped Hydro | 0 | 0 | 0 | 0 | 399314.0837 | 373190.7818 | 348777.7702 | 326823.2865 | 304582.1374 | 291340.8823 | 272281.2157 | 255142.2608 | 237777.2056 | 229119.9862 | 214130.8305 | 200651.9589 | 186995.5027 | 179597.984 | 167848.6177 | 157283.0707 | 146578.373 | 136989.1485 | 128027.2453 | 119968.3258 | 111803.3854 | 104489.1649
NEM | Coordinated CER storage | 0 | 0 | 0 | 0 | 0 | 0 | 0 | 0 | 0 | 0 | 0 | 0 | 0 | 0 | 0 | 0 | 0 | 0 | 0 | 0 | 0 | 0 | 0 | 0 | 0 | 0
Total excluding storage |  | 0 | 963803.7438 | 1726611.2593 | 2290491.0665 | 3976118.5243 | 4599811.6659 | 4819277.5592 | 4908915.2959 | 5339634.2663 | 5685972.6663 | 5581636.1769 | 5534530.8525 | 5552879.7905 | 5729011.2941 | 5634520.6141 | 5501904.2483 | 5270682.8594 | 5193396.9065 | 5101436.1674 | 4861567.0939 | 4560882.9557 | 4373641.6452 | 4340959.5264 | 4069072.2176 | 3940382.1389 | 3793409.6266
Region | Technology | 2024-25 | 2025-26 | 2026-27 | 2027-28 | 2028-29 | 2029-30 | 2030-31 | 2031-32 | 2032-33 | 2033-34 | 2034-35 | 2035-36 | 2036-37 | 2037-38 | 2038-39 | 2039-40 | 2040-41 | 2041-42 | 2042-43 | 2043-44 | 2044-45 | 2045-46 | 2046-47 | 2047-48 | 2048-49 | 2049-50
NSW1 | Black Coal | 0 | 0 | 0 | 0 | 0 | 0 | 0 | 0 | 0 | 0 | 0 | 0 | 0 | 0 | 0 | 0 | 0 | 0 | 0 | 0 | 0 | 0 | 0 | 0 | 0 | 0
NSW1 | Brown Coal | 0 | 0 | 0 | 0 | 0 | 0 | 0 | 0 | 0 | 0 | 0 | 0 | 0 | 0 | 0 | 0 | 0 | 0 | 0 | 0 | 0 | 0 | 0 | 0 | 0 | 0
NSW1 | CCGT | 0 | 0 | 0.0062104 | 0.019228 | 0.028114 | 0.026275 | 0.02459 | 0.023042 | 0.021567 | 0.020176 | 0.018856 | 0.017669 | 0.016467 | 0.015389 | 0.014383 | 0.013477 | 0.01256 | 0.011738 | 0.01097 | 0.01028 | 0.0095802 | 0.0089535 | 0.0083677 | 0.007841 | 0.0073073 | 0.0068293
NSW1 | Gas - Steam | 0 | 0 | 0 | 0 | 0 | 0 | 0 | 0 | 0 | 0 | 0 | 0 | 0 | 0 | 0 | 0 | 0 | 0 | 0 | 0 | 0 | 0 | 0 | 0 | 0 | 0
NSW1 | OCGT / Diesel | 0 | 0.016219 | 0.021575 | 0.02159 | 0.025507 | 0.023839 | 0.022287 | 0.020971 | 0.026785 | 0.025082 | 0.023627 | 0.040253 | 0.049674 | 24480.2835 | 22878.7696 | 21438.6215 | 19979.4996 | 18672.4296 | 17450.8688 | 16352.3904 | 15239.4397 | 14242.467 | 13310.7168 | 12472.8482 | 11623.9443 | 10863.4993
NSW1 | Hydro | 0 | 0 | 0 | 0 | 0 | 0 | 0 | 0 | 0 | 0 | 0 | 0 | 0 | 0 | 0 | 0 | 0 | 0 | 0 | 0 | 0 | 0 | 0 | 0 | 0 | 0
NSW1 | Hydrogen Turbine | 0 | 0 | 0 | 0 | 0 | 0 | 0 | 0 | 0 | 0 | 0 | 0 | 0 | 0 | 0 | 0 | 0 | 0 | 0 | 0 | 0 | 0 | 0 | 0 | 0 | 0
NSW1 | Wind | 0 | 747474.5256 | 800412.788 | 831036.1118 | 1254511.8066 | 1293089.5676 | 1263098.4434 | 1230570.1492 | 1326804.8929 | 1240004.5962 | 1202454.886 | 1127557.6293 | 1111963.7822 | 1045018.8098 | 976653.211 | 917865.4524 | 867873.8054 | 820988.8791 | 783868.3911 | 739555.065 | 696322.1246 | 694585.5071 | 652364.1072 | 611299.8109 | 577601.4689 | 553491.7557
NSW1 | Solar PV | 0 | 0.049408 | 0.072671 | 0.14015 | 70933.9059 | 276529.6779 | 258438.9622 | 262429.2459 | 244568.1983 | 276694.3408 | 258592.8418 | 242315.2184 | 225823.1393 | 316017.0692 | 366903.5279 | 351393.8908 | 339074.2641 | 325111.7321 | 333370.5082 | 347465.478 | 323816.8263 | 313185.2989 | 347476.9709 | 330134.9713 | 355948.975 | 375240.4503
NSW1 | Grid Battery | 0 | 0.30875 | 0.28886 | 66089.2284 | 61591.1668 | 57561.8384 | 53796.111 | 50409.8166 | 46978.9745 | 43905.5849 | 41033.2578 | 38450.3756 | 35833.4541 | 33489.2276 | 31298.3446 | 29328.2306 | 27332.1409 | 35001.8473 | 36585.4363 | 34282.4969 | 31949.2284 | 29859.034 | 27905.6396 | 9086.2472 | 20006.0576 | 18697.2517
NSW1 | Pumped Hydro | 0 | 0 | 0 | 0 | 316951.687 | 296216.5329 | 276837.882 | 259411.7896 | 241756.1132 | 225940.2946 | 211159.1549 | 197867.3657 | 184400.4379 | 179233.9566 | 167508.3709 | 156964.2351 | 146281.1811 | 136711.3851 | 127767.6524 | 119725.0742 | 111576.5398 | 104277.1413 | 97455.2727 | 91320.7634 | 85105.4795 | 79537.8317
NSW1 | Coordinated CER storage | 0 | 0 | 0 | 0 | 0 | 0 | 0 | 0 | 0 | 0 | 0 | 0 | 0 | 0 | 0 | 0 | 0 | 0 | 0 | 0 | 0 | 0 | 0 | 0 | 0 | 0
Total excluding storage |  | 0 | 747474.9 | 800413.1774 | 897125.5212 | 1703988.6199 | 1923397.6669 | 1852171.4455 | 1802821.0453 | 1860108.2273 | 1786544.8617 | 1713240.1831 | 1606190.6469 | 1558020.8797 | 1598239.3621 | 1565242.2384 | 1476990.4438 | 1400540.9037 | 1336486.285 | 1299042.8678 | 1257380.5149 | 1178904.1683 | 1156149.4573 | 1138512.7156 | 1054314.6489 | 1050285.9326 | 1037830.7955
Region | Technology | 2024-25 | 2025-26 | 2026-27 | 2027-28 | 2028-29 | 2029-30 | 2030-31 | 2031-32 | 2032-33 | 2033-34 | 2034-35 | 2035-36 | 2036-37 | 2037-38 | 2038-39 | 2039-40 | 2040-41 | 2041-42 | 2042-43 | 2043-44 | 2044-45 | 2045-46 | 2046-47 | 2047-48 | 2048-49 | 2049-50
QLD1 | Black Coal | 0 | 0 | 0 | 0 | 0 | 0 | 0 | 0 | 0 | 0 | 0 | 0 | 0 | 0 | 0 | 0 | 0 | 0 | 0 | 0 | 0 | 0 | 0 | 0 | 0 | 0
QLD1 | Brown Coal | 0 | 0 | 0 | 0 | 0 | 0 | 0 | 0 | 0 | 0 | 0 | 0 | 0 | 0 | 0 | 0 | 0 | 0 | 0 | 0 | 0 | 0 | 0 | 0 | 0 | 0
QLD1 | CCGT | 0 | 0 | 0.0049924 | 0.011622 | 0.020314 | 0.018985 | 0.018027 | 0.016892 | 0.020962 | 0.019717 | 0.018447 | 0.017331 | 0.016152 | 0.015095 | 0.014108 | 0.01322 | 0.01232 | 0.011514 | 0.010761 | 0.010083 | 0.009397 | 0.0087823 | 0.0082077 | 0.0076911 | 0.0071676 | 0.0066987
QLD1 | Gas - Steam | 0 | 0 | 0 | 0 | 0 | 0 | 0 | 0 | 0 | 0 | 0 | 0 | 0 | 0 | 0 | 0 | 0 | 0 | 0 | 0 | 0 | 0 | 0 | 0 | 0 | 0
QLD1 | OCGT / Diesel | 0 | 0.0046568 | 0.010562 | 0.01224 | 0.065265 | 0.060996 | 0.057037 | 0.053554 | 0.051211 | 0.047943 | 14742.7138 | 44654.7164 | 41615.5217 | 64641.2443 | 60412.3778 | 56609.6046 | 52756.7303 | 49305.3554 | 46079.7714 | 43179.1917 | 40240.3972 | 37607.8479 | 35147.5214 | 32935.0931 | 60648.47 | 56680.8131
QLD1 | Hydro | 0 | 0 | 0 | 0 | 0 | 0 | 0 | 0 | 0 | 0 | 0 | 0 | 0 | 0 | 0 | 0 | 0 | 0 | 0 | 0 | 0 | 0 | 0 | 0 | 0 | 0
QLD1 | Hydrogen Turbine | 0 | 0 | 0 | 0 | 0 | 0 | 0 | 0 | 0 | 0 | 0 | 0 | 0 | 0 | 0 | 0 | 0 | 0 | 0 | 0 | 0 | 0 | 0 | 0 | 0 | 0
QLD1 | Wind | 0 | 201578.4618 | 685112.7787 | 641987.0515 | 1088328.8283 | 1139969.9728 | 1130346.8713 | 1169436.6393 | 1294544.0147 | 1637241.577 | 1538738.7395 | 1441879.9105 | 1450826.2671 | 1451326.1598 | 1356379.5883 | 1270999.6677 | 1184494.8779 | 1107004.562 | 1038349.1865 | 972988.3735 | 906766.361 | 854739.5456 | 890639.0871 | 834832.2364 | 787161.2889 | 735897.0056
QLD1 | Solar PV | 0 | 0.06156 | 0.062448 | 0.096156 | 4.9429 | 4.6676 | 87805.5965 | 153364.872 | 158899.6916 | 211887.7351 | 214097.9716 | 209840.0204 | 206897.2697 | 255858.5858 | 295671.0887 | 295071.7239 | 380302.1114 | 386999.4029 | 450622.9626 | 430175.1856 | 401495.4495 | 406997.357 | 416345.8986 | 395920.623 | 376655.2864 | 404119.0156
QLD1 | Grid Battery | 0 | 0.1015 | 0.15587 | 0.14983 | 0.34875 | 0.32628 | 0.30518 | 0.29063 | 33.4667 | 31.2795 | 29.3101 | 14732.4354 | 13729.7418 | 24553.2486 | 22946.963 | 59569.3579 | 55684.3642 | 134660.0764 | 175007.2789 | 163991.1126 | 152829.8153 | 144661.691 | 135197.8273 | 126687.5416 | 127671.443 | 119319.1092
QLD1 | Pumped Hydro | 0 | 0 | 0 | 0 | 2.1719 | 2.0314 | 1.8993 | 1.7811 | 1.7055 | 1.6013 | 1.5006 | 1.6053 | 1.4996 | 2.5834 | 2.4154 | 2.2651 | 2.1124 | 1.9787 | 1.8588 | 1.7442 | 1.6283 | 1.5342 | 1.4358 | 1.3458 | 1.3605 | 1.2722
QLD1 | Coordinated CER storage | 0 | 0 | 0 | 0 | 0 | 0 | 0 | 0 | 0 | 0 | 0 | 0 | 0 | 0 | 0 | 0 | 0 | 0 | 0 | 0 | 0 | 0 | 0 | 0 | 0 | 0
Total excluding storage |  | 0 | 201578.6295 | 685113.0126 | 641987.3214 | 1088336.3774 | 1139977.0781 | 1218154.7473 | 1322803.6535 | 1453478.9507 | 1849162.2606 | 1767610.254 | 1711108.7053 | 1713070.316 | 1796381.837 | 1735412.4472 | 1682252.6324 | 1673240.2084 | 1677971.3869 | 1710061.069 | 1610335.6176 | 1501333.6606 | 1444007.9843 | 1477331.7784 | 1390376.8476 | 1352137.856 | 1316017.2224
Region | Technology | 2024-25 | 2025-26 | 2026-27 | 2027-28 | 2028-29 | 2029-30 | 2030-31 | 2031-32 | 2032-33 | 2033-34 | 2034-35 | 2035-36 | 2036-37 | 2037-38 | 2038-39 | 2039-40 | 2040-41 | 2041-42 | 2042-43 | 2043-44 | 2044-45 | 2045-46 | 2046-47 | 2047-48 | 2048-49 | 2049-50
VIC1 | Black Coal | 0 | 0 | 0 | 0 | 0 | 0 | 0 | 0 | 0 | 0 | 0 | 0 | 0 | 0 | 0 | 0 | 0 | 0 | 0 | 0 | 0 | 0 | 0 | 0 | 0 | 0
VIC1 | Brown Coal | 0 | 0 | 0 | 0 | 0 | 0 | 0 | 0 | 0 | 0 | 0 | 0 | 0 | 0 | 0 | 0 | 0 | 0 | 0 | 0 | 0 | 0 | 0 | 0 | 0 | 0
VIC1 | CCGT | 0 | 0 | 0 | 0 | 0 | 0 | 0 | 0 | 0 | 0 | 0 | 0 | 0 | 0 | 0 | 0 | 0 | 0 | 0 | 0 | 0 | 0 | 0 | 0 | 0 | 0
VIC1 | Gas - Steam | 0 | 0 | 0 | 0 | 0 | 0 | 0 | 0 | 0 | 0 | 0 | 0 | 0 | 0 | 0 | 0 | 0 | 0 | 0 | 0 | 0 | 0 | 0 | 0 | 0 | 0
VIC1 | OCGT / Diesel | 0 | 0.0046399 | 0.010778 | 0.11902 | 0.11108 | 0.10382 | 0.097031 | 0.090992 | 0.085056 | 0.079521 | 0.074595 | 23315.3931 | 21728.5373 | 20307.0506 | 18978.552 | 17783.9107 | 16573.53 | 21610.0211 | 20196.2814 | 41642.9744 | 57422.0198 | 53665.439 | 50154.6159 | 46997.5372 | 43798.8644 | 40933.5181
VIC1 | Hydro | 0 | 0 | 0 | 0 | 0 | 0 | 0 | 0 | 0 | 0 | 0 | 0 | 0 | 0 | 0 | 0 | 0 | 0 | 0 | 0 | 0 | 0 | 0 | 0 | 0 | 0
VIC1 | Hydrogen Turbine | 0 | 0 | 0 | 0 | 0 | 0 | 0 | 0 | 0 | 0 | 0 | 0 | 0 | 0 | 0 | 0 | 0 | 0 | 0 | 0 | 0 | 0 | 0 | 0 | 0 | 0
VIC1 | Wind | 0 | 0.12341 | 81441.9073 | 468369.1417 | 689558.3489 | 884842.6113 | 960685.2043 | 1023079.6196 | 1136437.683 | 1201645.8844 | 1252285.3966 | 1353486.0785 | 1428494.3993 | 1490166.0305 | 1536955.3342 | 1574249.0323 | 1467104.9575 | 1371126.1288 | 1318300.4184 | 1235317.4874 | 1151241.2411 | 1084590.727 | 1016014.7955 | 968414.6631 | 905520.8546 | 846281.189
VIC1 | Solar PV | 0 | 0.022362 | 0.030391 | 0.25269 | 0.38724 | 0.36236 | 0.33989 | 0.31902 | 87300.4171 | 81589.1756 | 76251.566 | 71451.7647 | 66588.7265 | 65964.8343 | 65947.1908 | 78958.9624 | 73585.0039 | 112642.0618 | 105273.0157 | 101940.269 | 97417.2014 | 91044.1138 | 92052.0009 | 86257.6112 | 93115.566 | 89252.4495
VIC1 | Grid Battery | 0 | 0.099905 | 0.14554 | 65025.0631 | 66935.0381 | 63706.8504 | 73352.5252 | 89901.6279 | 106358.4928 | 109924.7608 | 154234.3624 | 144525.7845 | 134689.2973 | 125877.8483 | 117642.8493 | 110237.5945 | 102734.7763 | 96013.8103 | 89732.5335 | 84084.1471 | 78361.3443 | 73234.876 | 68443.7964 | 47347.3615 | 42489.1552 | 39412.3941
VIC1 | Pumped Hydro | 0 | 0 | 0 | 0 | 82359.9675 | 76971.9325 | 71936.3872 | 67408.2134 | 62820.3981 | 58710.6541 | 54869.7818 | 51415.945 | 47916.5596 | 44781.8358 | 41852.1833 | 39217.7177 | 36548.5434 | 34157.5772 | 31922.9724 | 29913.5204 | 27877.613 | 26053.844 | 24349.3871 | 22816.6683 | 21263.7561 | 19872.6697
VIC1 | Coordinated CER storage | 0 | 0 | 0 | 0 | 0 | 0 | 0 | 0 | 0 | 0 | 0 | 0 | 0 | 0 | 0 | 0 | 0 | 0 | 0 | 0 | 0 | 0 | 0 | 0 | 0 | 0
Total excluding storage |  | 0 | 0.25032 | 81442.094 | 533394.5765 | 838853.8528 | 1025521.8604 | 1105974.5536 | 1180389.8709 | 1392917.0761 | 1451870.5545 | 1537641.1814 | 1644194.9658 | 1699417.52 | 1747097.5996 | 1781376.1096 | 1820447.2176 | 1696546.811 | 1635549.5992 | 1565425.2214 | 1492898.3982 | 1412319.4195 | 1328588.9999 | 1251014.5958 | 1171833.8413 | 1106188.1963 | 1035752.2205
Region | Technology | 2024-25 | 2025-26 | 2026-27 | 2027-28 | 2028-29 | 2029-30 | 2030-31 | 2031-32 | 2032-33 | 2033-34 | 2034-35 | 2035-36 | 2036-37 | 2037-38 | 2038-39 | 2039-40 | 2040-41 | 2041-42 | 2042-43 | 2043-44 | 2044-45 | 2045-46 | 2046-47 | 2047-48 | 2048-49 | 2049-50
SA1 | Black Coal | 0 | 0 | 0 | 0 | 0 | 0 | 0 | 0 | 0 | 0 | 0 | 0 | 0 | 0 | 0 | 0 | 0 | 0 | 0 | 0 | 0 | 0 | 0 | 0 | 0 | 0
SA1 | Brown Coal | 0 | 0 | 0 | 0 | 0 | 0 | 0 | 0 | 0 | 0 | 0 | 0 | 0 | 0 | 0 | 0 | 0 | 0 | 0 | 0 | 0 | 0 | 0 | 0 | 0 | 0
SA1 | CCGT | 0 | 0 | 0.0060951 | 0.028211 | 0.026291 | 0.024584 | 0.023205 | 0.021744 | 0.02058 | 0.019234 | 0.017975 | 0.016844 | 0.015698 | 0.014671 | 0.013711 | 0.012848 | 0.011973 | 0.01119 | 0.010458 | 0.0097997 | 0.0091327 | 0.0085353 | 0.0079769 | 0.0074748 | 0.006966 | 0.0065103
SA1 | Gas - Steam | 0 | 0 | 0 | 0 | 0 | 0 | 0 | 0 | 0 | 0 | 0 | 0 | 0 | 0 | 0 | 0 | 0 | 0 | 0 | 0 | 0 | 0 | 0 | 0 | 0 | 0
SA1 | OCGT / Diesel | 0 | 0.0047298 | 0.011421 | 0.024628 | 0.022975 | 0.021472 | 0.020123 | 0.019054 | 2609.994 | 2439.2467 | 6176.5693 | 21809.7269 | 20325.3474 | 35129.7184 | 32831.5126 | 30764.8699 | 28670.9995 | 26795.3267 | 25042.3614 | 23466.0296 | 21868.9215 | 20438.2444 | 19101.163 | 17898.8036 | 16680.6032 | 15589.3489
SA1 | Hydro | 0 | 0 | 0 | 0 | 0 | 0 | 0 | 0 | 0 | 0 | 0 | 0 | 0 | 0 | 0 | 0 | 0 | 0 | 0 | 0 | 0 | 0 | 0 | 0 | 0 | 0
SA1 | Hydrogen Turbine | 0 | 0 | 0 | 0 | 0 | 0 | 0 | 0 | 0 | 0 | 0 | 0 | 0 | 0 | 0 | 0 | 0 | 0 | 0 | 0 | 0 | 0 | 0 | 0 | 0 | 0
SA1 | Wind | 0 | 0.18061 | 98967.2057 | 95023.1421 | 179823.7976 | 313941.2528 | 303084.9584 | 284403.911 | 333689.2759 | 311859.1482 | 291457.149 | 301439.8595 | 328453.46 | 306966.4512 | 287476.3773 | 269380.6429 | 251046.4831 | 234622.8842 | 221767.9532 | 207808.344 | 195132.9092 | 189574.8706 | 216311.6674 | 210985.1248 | 205141.431 | 192006.7867
SA1 | Solar PV | 0 | 5219.6884 | 4878.2367 | 20531.6976 | 24049.2853 | 22475.9678 | 21005.5778 | 19683.3419 | 18343.6951 | 17143.6419 | 16022.0953 | 15013.5537 | 13991.7248 | 39962.1261 | 40374.2503 | 42334.4173 | 53136.1841 | 81208.1042 | 88394.0282 | 90042.6118 | 83914.2724 | 78424.5537 | 92465.6096 | 86645.1842 | 82255.8006 | 76874.5803
SA1 | Grid Battery | 0 | 0.097933 | 0.15659 | 0.19313 | 0.18019 | 0.16909 | 0.15886 | 0.20003 | 8.5338 | 7.9764 | 7.4554 | 996.1375 | 1734.2392 | 1620.8062 | 1514.7732 | 1419.4252 | 1322.8241 | 40620.5565 | 42036.5054 | 39390.4379 | 36709.5561 | 34307.9718 | 32063.51 | 30045.2041 | 28000.3182 | 26168.5303
SA1 | Pumped Hydro | 0 | 0 | 0 | 0 | 0.10916 | 0.10313 | 0.10853 | 0.10283 | 0.15801 | 0.14909 | 0.13985 | 0.1571 | 0.16117 | 0.16319 | 0.15272 | 0.14343 | 0.13432 | 0.13991 | 0.14912 | 0.1406 | 0.15822 | 0.14812 | 0.13854 | 0.12999 | 0.12125 | 0.11393
SA1 | Coordinated CER storage | 0 | 0 | 0 | 0 | 0 | 0 | 0 | 0 | 0 | 0 | 0 | 0 | 0 | 0 | 0 | 0 | 0 | 0 | 0 | 0 | 0 | 0 | 0 | 0 | 0 | 0
Total excluding storage |  | 0 | 5219.9717 | 103845.6165 | 115555.0856 | 203873.4215 | 336417.5389 | 324090.8469 | 304087.5965 | 354651.6773 | 331450.1817 | 313663.4268 | 339259.4515 | 364504.9483 | 383679.2798 | 362197.0798 | 343899.5116 | 334176.6371 | 383247.0227 | 377241.0079 | 360707.5736 | 337625.8266 | 322745.7972 | 359942.0965 | 345574.4542 | 332078.2812 | 310639.3665
Region | Technology | 2024-25 | 2025-26 | 2026-27 | 2027-28 | 2028-29 | 2029-30 | 2030-31 | 2031-32 | 2032-33 | 2033-34 | 2034-35 | 2035-36 | 2036-37 | 2037-38 | 2038-39 | 2039-40 | 2040-41 | 2041-42 | 2042-43 | 2043-44 | 2044-45 | 2045-46 | 2046-47 | 2047-48 | 2048-49 | 2049-50
TAS1 | Black Coal | 0 | 0 | 0 | 0 | 0 | 0 | 0 | 0 | 0 | 0 | 0 | 0 | 0 | 0 | 0 | 0 | 0 | 0 | 0 | 0 | 0 | 0 | 0 | 0 | 0 | 0
TAS1 | Brown Coal | 0 | 0 | 0 | 0 | 0 | 0 | 0 | 0 | 0 | 0 | 0 | 0 | 0 | 0 | 0 | 0 | 0 | 0 | 0 | 0 | 0 | 0 | 0 | 0 | 0 | 0
TAS1 | CCGT | 0 | 0 | 0.0035375 | 0.0053242 | 0.0049618 | 0.0079263 | 0.0099252 | 0.0093005 | 0.0089767 | 0.0083895 | 0.0078406 | 0.0073471 | 0.006847 | 0.0063991 | 0.0059805 | 0.005604 | 0.0052226 | 0.0048809 | 0.0045616 | 0.0042745 | 0.0039836 | 0.0037229 | 0.0034866 | 0.0032671 | 0.0031236 | 0.0029974
TAS1 | Gas - Steam | 0 | 0 | 0 | 0 | 0 | 0 | 0 | 0 | 0 | 0 | 0 | 0 | 0 | 0 | 0 | 0 | 0 | 0 | 0 | 0 | 0 | 0 | 0 | 0 | 0 | 0
TAS1 | OCGT / Diesel | 0 | 0.0044843 | 0.010131 | 0.010806 | 0.010702 | 0.01008 | 0.010793 | 0.012085 | 0.01401 | 0.01321 | 0.01338 | 0.013207 | 0.012441 | 0.012854 | 0.012111 | 0.012942 | 0.012244 | 0.0159 | 0.01492 | 0.014075 | 0.02536 | 0.023753 | 0.022268 | 0.020924 | 0.019586 | 0.018374
TAS1 | Hydro | 0 | 0 | 0 | 0 | 0 | 0 | 0 | 0 | 0 | 0 | 0 | 0 | 0 | 0 | 0 | 0 | 0 | 0 | 0 | 0 | 0 | 0 | 0 | 0 | 0 | 0
TAS1 | Hydrogen Turbine | 0 | 0 | 0 | 0 | 0 | 0 | 0 | 0 | 0 | 0 | 0 | 0 | 0 | 0 | 0 | 0 | 0 | 0 | 0 | 0 | 0 | 0 | 0 | 0 | 0 | 0
TAS1 | Wind | 0 | 9529.8844 | 55797.2364 | 102428.4252 | 141065.9677 | 174497.1895 | 318884.3071 | 298811.5358 | 278474.338 | 260256.3939 | 243230.275 | 227919.6812 | 212407.3697 | 198511.5623 | 185524.8292 | 173846.6187 | 162014.5424 | 151415.4604 | 141509.777 | 132602.1723 | 123577.2112 | 115492.7214 | 107937.1276 | 101142.8187 | 94258.9997 | 88092.5265
TAS1 | Solar PV | 0 | 0.030705 | 0.030257 | 0.029453 | 0.030618 | 0.035114 | 0.035274 | 0.034068 | 0.042579 | 0.03988 | 0.037271 | 0.034931 | 0.032593 | 0.032003 | 0.035596 | 0.053697 | 0.052716 | 0.051215 | 0.047985 | 0.045001 | 0.041989 | 0.039329 | 0.037407 | 0.035172 | 0.045507 | 0.044175
TAS1 | Grid Battery | 0 | 0.07262 | 0.07846 | 0.090934 | 0.090425 | 0.097167 | 0.10964 | 0.13877 | 0.1688 | 0.16935 | 0.15954 | 0.15861 | 0.15748 | 0.15498 | 0.14805 | 0.15446 | 0.15503 | 0.17736 | 0.17186 | 0.16267 | 0.16432 | 0.13739 | 0.13811 | 0.12926 | 0.13698 | 0.15221
TAS1 | Pumped Hydro | 0 | 0 | 0 | 0 | 0.14813 | 0.18174 | 1.4932 | 1.3996 | 3.7626 | 6688.1832 | 6250.6386 | 5857.1877 | 5458.5473 | 5101.4471 | 4767.7082 | 4467.5976 | 4163.5315 | 8726.9031 | 8155.9849 | 7642.5913 | 7122.4337 | 6656.4809 | 6221.0113 | 5829.4183 | 5432.668 | 5077.2774
TAS1 | Coordinated CER storage | 0 | 0 | 0 | 0 | 0 | 0 | 0 | 0 | 0 | 0 | 0 | 0 | 0 | 0 | 0 | 0 | 0 | 0 | 0 | 0 | 0 | 0 | 0 | 0 | 0 | 0
Total excluding storage |  | 0 | 9529.9922 | 55797.3588 | 102428.5617 | 141066.2526 | 174497.5216 | 318885.966 | 298813.1296 | 278478.335 | 266944.8079 | 249481.1316 | 233777.083 | 217866.1264 | 203613.2156 | 190292.7391 | 178314.4429 | 166178.2991 | 160142.6128 | 149666.0013 | 140244.9897 | 130699.8806 | 122149.4065 | 114158.3401 | 106972.4257 | 99691.8729 | 93170.0217

## Marinus_S1_Rehab Cost
Rehabilition cost by technology ($000s) - Marinus_S1, Step Change scenario
Rehab | Real June 2023 dollars discounted to 1 July 2023.
Explicitly modelled generation
Region | Technology | 2024-25 | 2025-26 | 2026-27 | 2027-28 | 2028-29 | 2029-30 | 2030-31 | 2031-32 | 2032-33 | 2033-34 | 2034-35 | 2035-36 | 2036-37 | 2037-38 | 2038-39 | 2039-40 | 2040-41 | 2041-42 | 2042-43 | 2043-44 | 2044-45 | 2045-46 | 2046-47 | 2047-48 | 2048-49 | 2049-50
NEM | Black Coal | 0 | 0 | 0 | 192662.5812 | 36133.6655 | 74132.1012 | 5442.0793 | 41513.5199 | 0.18877 | 44768.5145 | 0.00055571 | 16070.5582 | 0.046774 | 0.0044887 | 35651.7095 | 0.00016181 | 0.01181 | 0.0017622 | 0.00015785 | 0.00018427 | 0.00035261 | 1.2364e-05 | 0.00030957 | 0.00012861 | 5.3127e-05 | 0.00014319
NEM | Brown Coal | 0 | 0 | 0 | 81701.7351 | 3.6876e-05 | 11357.9121 | 16361.1192 | 0.0015723 | 0 | 4.6274e-06 | 0 | 0 | 0 | 0 | 0 | 0 | 0 | 0 | 0 | 0 | 0 | 0 | 0 | 0 | 0 | 0
NEM | CCGT | 0 | 0 | 0 | 0 | 0 | 0 | 0 | 0 | 0 | 0 | 0 | 0 | 0 | 0 | 0 | 0 | 0 | 0 | 0 | 0 | 0 | 0 | 0 | 0 | 0 | 0
NEM | Gas - Steam | 0 | 0 | 0 | 0 | 0 | 0 | 0 | 0 | 0 | 0 | 0 | 0 | 0 | 0 | 0 | 0 | 0 | 0 | 0 | 0 | 0 | 0 | 0 | 0 | 0 | 0
NEM | OCGT / Diesel | 0 | 0 | 0 | 0 | 0 | 0 | 0 | 0 | 0 | 0 | 0 | 0 | 0 | 0 | 0 | 0 | 0 | 0 | 0 | 0 | 0 | 0 | 0 | 0 | 0 | 0
NEM | Hydro | 0 | 0 | 0 | 0 | 0 | 0 | 0 | 0 | 0 | 0 | 0 | 0 | 0 | 0 | 0 | 0 | 0 | 0 | 0 | 0 | 0 | 0 | 0 | 0 | 0 | 0
NEM | Hydrogen Turbine | 0 | 0 | 0 | 0 | 0 | 0 | 0 | 0 | 0 | 0 | 0 | 0 | 0 | 0 | 0 | 0 | 0 | 0 | 0 | 0 | 0 | 0 | 0 | 0 | 0 | 0
NEM | Wind | 0 | 0 | 0 | 0 | 0 | 0 | 0 | 0 | 0 | 0 | 0 | 0 | 0 | 0 | 0 | 0 | 0 | 0 | 0 | 0 | 0 | 0 | 0 | 0 | 0 | 0
NEM | Solar PV | 0 | 0 | 0 | 0 | 0 | 0 | 0 | 0 | 0 | 0 | 0 | 0 | 0 | 0 | 0 | 0 | 0 | 0 | 0 | 0 | 0 | 0 | 0 | 0 | 0 | 0
NEM | Grid Battery | 0 | 0 | 0 | 0 | 0 | 0 | 0 | 0 | 0 | 0 | 0 | 0 | 0 | 0 | 0 | 0 | 0 | 0 | 0 | 0 | 0 | 0 | 0 | 0 | 0 | 0
NEM | Pumped Hydro | 0 | 0 | 0 | 0 | 0 | 0 | 0 | 0 | 0 | 0 | 0 | 0 | 0 | 0 | 0 | 0 | 0 | 0 | 0 | 0 | 0 | 0 | 0 | 0 | 0 | 0
NEM | Coordinated CER storage | 0 | 0 | 0 | 0 | 0 | 0 | 0 | 0 | 0 | 0 | 0 | 0 | 0 | 0 | 0 | 0 | 0 | 0 | 0 | 0 | 0 | 0 | 0 | 0 | 0 | 0
Total excluding storage |  | 0 | 0 | 0 | 274364.3163 | 36133.6655 | 85490.0133 | 21803.1985 | 41513.5215 | 0.18877 | 44768.5145 | 0.00055571 | 16070.5582 | 0.046774 | 0.0044887 | 35651.7095 | 0.00016181 | 0.01181 | 0.0017622 | 0.00015785 | 0.00018427 | 0.00035261 | 1.2364e-05 | 0.00030957 | 0.00012861 | 5.3127e-05 | 0.00014319
Region | Technology | 2024-25 | 2025-26 | 2026-27 | 2027-28 | 2028-29 | 2029-30 | 2030-31 | 2031-32 | 2032-33 | 2033-34 | 2034-35 | 2035-36 | 2036-37 | 2037-38 | 2038-39 | 2039-40 | 2040-41 | 2041-42 | 2042-43 | 2043-44 | 2044-45 | 2045-46 | 2046-47 | 2047-48 | 2048-49 | 2049-50
NSW1 | Black Coal | 0 | 0 | 0 | 39123.6911 | 36133.6632 | 62172.237 | 0.096913 | 1579.0549 | 1.3825e-05 | 1.4607e-05 | 0 | 16070.5582 | 0.046756 | 0.0044887 | 6399.313 | 2.6563e-06 | 0 | 0 | 0 | 0 | 0 | 0 | 0 | 0 | 0 | 0
NSW1 | Brown Coal | 0 | 0 | 0 | 0 | 0 | 0 | 0 | 0 | 0 | 0 | 0 | 0 | 0 | 0 | 0 | 0 | 0 | 0 | 0 | 0 | 0 | 0 | 0 | 0 | 0 | 0
NSW1 | CCGT | 0 | 0 | 0 | 0 | 0 | 0 | 0 | 0 | 0 | 0 | 0 | 0 | 0 | 0 | 0 | 0 | 0 | 0 | 0 | 0 | 0 | 0 | 0 | 0 | 0 | 0
NSW1 | Gas - Steam | 0 | 0 | 0 | 0 | 0 | 0 | 0 | 0 | 0 | 0 | 0 | 0 | 0 | 0 | 0 | 0 | 0 | 0 | 0 | 0 | 0 | 0 | 0 | 0 | 0 | 0
NSW1 | OCGT / Diesel | 0 | 0 | 0 | 0 | 0 | 0 | 0 | 0 | 0 | 0 | 0 | 0 | 0 | 0 | 0 | 0 | 0 | 0 | 0 | 0 | 0 | 0 | 0 | 0 | 0 | 0
NSW1 | Hydro | 0 | 0 | 0 | 0 | 0 | 0 | 0 | 0 | 0 | 0 | 0 | 0 | 0 | 0 | 0 | 0 | 0 | 0 | 0 | 0 | 0 | 0 | 0 | 0 | 0 | 0
NSW1 | Hydrogen Turbine | 0 | 0 | 0 | 0 | 0 | 0 | 0 | 0 | 0 | 0 | 0 | 0 | 0 | 0 | 0 | 0 | 0 | 0 | 0 | 0 | 0 | 0 | 0 | 0 | 0 | 0
NSW1 | Wind | 0 | 0 | 0 | 0 | 0 | 0 | 0 | 0 | 0 | 0 | 0 | 0 | 0 | 0 | 0 | 0 | 0 | 0 | 0 | 0 | 0 | 0 | 0 | 0 | 0 | 0
NSW1 | Solar PV | 0 | 0 | 0 | 0 | 0 | 0 | 0 | 0 | 0 | 0 | 0 | 0 | 0 | 0 | 0 | 0 | 0 | 0 | 0 | 0 | 0 | 0 | 0 | 0 | 0 | 0
NSW1 | Grid Battery | 0 | 0 | 0 | 0 | 0 | 0 | 0 | 0 | 0 | 0 | 0 | 0 | 0 | 0 | 0 | 0 | 0 | 0 | 0 | 0 | 0 | 0 | 0 | 0 | 0 | 0
NSW1 | Pumped Hydro | 0 | 0 | 0 | 0 | 0 | 0 | 0 | 0 | 0 | 0 | 0 | 0 | 0 | 0 | 0 | 0 | 0 | 0 | 0 | 0 | 0 | 0 | 0 | 0 | 0 | 0
NSW1 | Coordinated CER storage | 0 | 0 | 0 | 0 | 0 | 0 | 0 | 0 | 0 | 0 | 0 | 0 | 0 | 0 | 0 | 0 | 0 | 0 | 0 | 0 | 0 | 0 | 0 | 0 | 0 | 0
Total excluding storage |  | 0 | 0 | 0 | 39123.6911 | 36133.6632 | 62172.237 | 0.096913 | 1579.0549 | 1.3825e-05 | 1.4607e-05 | 0 | 16070.5582 | 0.046756 | 0.0044887 | 6399.313 | 2.6563e-06 | 0 | 0 | 0 | 0 | 0 | 0 | 0 | 0 | 0 | 0
Region | Technology | 2024-25 | 2025-26 | 2026-27 | 2027-28 | 2028-29 | 2029-30 | 2030-31 | 2031-32 | 2032-33 | 2033-34 | 2034-35 | 2035-36 | 2036-37 | 2037-38 | 2038-39 | 2039-40 | 2040-41 | 2041-42 | 2042-43 | 2043-44 | 2044-45 | 2045-46 | 2046-47 | 2047-48 | 2048-49 | 2049-50
QLD1 | Black Coal | 0 | 0 | 0 | 153538.8901 | 0.0023045 | 11959.8642 | 5441.9824 | 39934.465 | 0.18876 | 44768.5144 | 0.00055571 | 3.1346e-05 | 1.8693e-05 | 0 | 29252.3965 | 0.00015915 | 0.01181 | 0.0017622 | 0.00015785 | 0.00018427 | 0.00035261 | 1.2364e-05 | 0.00030957 | 0.00012861 | 5.3127e-05 | 0.00014319
QLD1 | Brown Coal | 0 | 0 | 0 | 0 | 0 | 0 | 0 | 0 | 0 | 0 | 0 | 0 | 0 | 0 | 0 | 0 | 0 | 0 | 0 | 0 | 0 | 0 | 0 | 0 | 0 | 0
QLD1 | CCGT | 0 | 0 | 0 | 0 | 0 | 0 | 0 | 0 | 0 | 0 | 0 | 0 | 0 | 0 | 0 | 0 | 0 | 0 | 0 | 0 | 0 | 0 | 0 | 0 | 0 | 0
QLD1 | Gas - Steam | 0 | 0 | 0 | 0 | 0 | 0 | 0 | 0 | 0 | 0 | 0 | 0 | 0 | 0 | 0 | 0 | 0 | 0 | 0 | 0 | 0 | 0 | 0 | 0 | 0 | 0
QLD1 | OCGT / Diesel | 0 | 0 | 0 | 0 | 0 | 0 | 0 | 0 | 0 | 0 | 0 | 0 | 0 | 0 | 0 | 0 | 0 | 0 | 0 | 0 | 0 | 0 | 0 | 0 | 0 | 0
QLD1 | Hydro | 0 | 0 | 0 | 0 | 0 | 0 | 0 | 0 | 0 | 0 | 0 | 0 | 0 | 0 | 0 | 0 | 0 | 0 | 0 | 0 | 0 | 0 | 0 | 0 | 0 | 0
QLD1 | Hydrogen Turbine | 0 | 0 | 0 | 0 | 0 | 0 | 0 | 0 | 0 | 0 | 0 | 0 | 0 | 0 | 0 | 0 | 0 | 0 | 0 | 0 | 0 | 0 | 0 | 0 | 0 | 0
QLD1 | Wind | 0 | 0 | 0 | 0 | 0 | 0 | 0 | 0 | 0 | 0 | 0 | 0 | 0 | 0 | 0 | 0 | 0 | 0 | 0 | 0 | 0 | 0 | 0 | 0 | 0 | 0
QLD1 | Solar PV | 0 | 0 | 0 | 0 | 0 | 0 | 0 | 0 | 0 | 0 | 0 | 0 | 0 | 0 | 0 | 0 | 0 | 0 | 0 | 0 | 0 | 0 | 0 | 0 | 0 | 0
QLD1 | Grid Battery | 0 | 0 | 0 | 0 | 0 | 0 | 0 | 0 | 0 | 0 | 0 | 0 | 0 | 0 | 0 | 0 | 0 | 0 | 0 | 0 | 0 | 0 | 0 | 0 | 0 | 0
QLD1 | Pumped Hydro | 0 | 0 | 0 | 0 | 0 | 0 | 0 | 0 | 0 | 0 | 0 | 0 | 0 | 0 | 0 | 0 | 0 | 0 | 0 | 0 | 0 | 0 | 0 | 0 | 0 | 0
QLD1 | Coordinated CER storage | 0 | 0 | 0 | 0 | 0 | 0 | 0 | 0 | 0 | 0 | 0 | 0 | 0 | 0 | 0 | 0 | 0 | 0 | 0 | 0 | 0 | 0 | 0 | 0 | 0 | 0
Total excluding storage |  | 0 | 0 | 0 | 153538.8901 | 0.0023045 | 11959.8642 | 5441.9824 | 39934.465 | 0.18876 | 44768.5144 | 0.00055571 | 3.1346e-05 | 1.8693e-05 | 0 | 29252.3965 | 0.00015915 | 0.01181 | 0.0017622 | 0.00015785 | 0.00018427 | 0.00035261 | 1.2364e-05 | 0.00030957 | 0.00012861 | 5.3127e-05 | 0.00014319
Region | Technology | 2024-25 | 2025-26 | 2026-27 | 2027-28 | 2028-29 | 2029-30 | 2030-31 | 2031-32 | 2032-33 | 2033-34 | 2034-35 | 2035-36 | 2036-37 | 2037-38 | 2038-39 | 2039-40 | 2040-41 | 2041-42 | 2042-43 | 2043-44 | 2044-45 | 2045-46 | 2046-47 | 2047-48 | 2048-49 | 2049-50
VIC1 | Black Coal | 0 | 0 | 0 | 0 | 0 | 0 | 0 | 0 | 0 | 0 | 0 | 0 | 0 | 0 | 0 | 0 | 0 | 0 | 0 | 0 | 0 | 0 | 0 | 0 | 0 | 0
VIC1 | Brown Coal | 0 | 0 | 0 | 81701.7351 | 3.6876e-05 | 11357.9121 | 16361.1192 | 0.0015723 | 0 | 4.6274e-06 | 0 | 0 | 0 | 0 | 0 | 0 | 0 | 0 | 0 | 0 | 0 | 0 | 0 | 0 | 0 | 0
VIC1 | CCGT | 0 | 0 | 0 | 0 | 0 | 0 | 0 | 0 | 0 | 0 | 0 | 0 | 0 | 0 | 0 | 0 | 0 | 0 | 0 | 0 | 0 | 0 | 0 | 0 | 0 | 0
VIC1 | Gas - Steam | 0 | 0 | 0 | 0 | 0 | 0 | 0 | 0 | 0 | 0 | 0 | 0 | 0 | 0 | 0 | 0 | 0 | 0 | 0 | 0 | 0 | 0 | 0 | 0 | 0 | 0
VIC1 | OCGT / Diesel | 0 | 0 | 0 | 0 | 0 | 0 | 0 | 0 | 0 | 0 | 0 | 0 | 0 | 0 | 0 | 0 | 0 | 0 | 0 | 0 | 0 | 0 | 0 | 0 | 0 | 0
VIC1 | Hydro | 0 | 0 | 0 | 0 | 0 | 0 | 0 | 0 | 0 | 0 | 0 | 0 | 0 | 0 | 0 | 0 | 0 | 0 | 0 | 0 | 0 | 0 | 0 | 0 | 0 | 0
VIC1 | Hydrogen Turbine | 0 | 0 | 0 | 0 | 0 | 0 | 0 | 0 | 0 | 0 | 0 | 0 | 0 | 0 | 0 | 0 | 0 | 0 | 0 | 0 | 0 | 0 | 0 | 0 | 0 | 0
VIC1 | Wind | 0 | 0 | 0 | 0 | 0 | 0 | 0 | 0 | 0 | 0 | 0 | 0 | 0 | 0 | 0 | 0 | 0 | 0 | 0 | 0 | 0 | 0 | 0 | 0 | 0 | 0
VIC1 | Solar PV | 0 | 0 | 0 | 0 | 0 | 0 | 0 | 0 | 0 | 0 | 0 | 0 | 0 | 0 | 0 | 0 | 0 | 0 | 0 | 0 | 0 | 0 | 0 | 0 | 0 | 0
VIC1 | Grid Battery | 0 | 0 | 0 | 0 | 0 | 0 | 0 | 0 | 0 | 0 | 0 | 0 | 0 | 0 | 0 | 0 | 0 | 0 | 0 | 0 | 0 | 0 | 0 | 0 | 0 | 0
VIC1 | Pumped Hydro | 0 | 0 | 0 | 0 | 0 | 0 | 0 | 0 | 0 | 0 | 0 | 0 | 0 | 0 | 0 | 0 | 0 | 0 | 0 | 0 | 0 | 0 | 0 | 0 | 0 | 0
VIC1 | Coordinated CER storage | 0 | 0 | 0 | 0 | 0 | 0 | 0 | 0 | 0 | 0 | 0 | 0 | 0 | 0 | 0 | 0 | 0 | 0 | 0 | 0 | 0 | 0 | 0 | 0 | 0 | 0
Total excluding storage |  | 0 | 0 | 0 | 81701.7351 | 3.6876e-05 | 11357.9121 | 16361.1192 | 0.0015723 | 0 | 4.6274e-06 | 0 | 0 | 0 | 0 | 0 | 0 | 0 | 0 | 0 | 0 | 0 | 0 | 0 | 0 | 0 | 0
Region | Technology | 2024-25 | 2025-26 | 2026-27 | 2027-28 | 2028-29 | 2029-30 | 2030-31 | 2031-32 | 2032-33 | 2033-34 | 2034-35 | 2035-36 | 2036-37 | 2037-38 | 2038-39 | 2039-40 | 2040-41 | 2041-42 | 2042-43 | 2043-44 | 2044-45 | 2045-46 | 2046-47 | 2047-48 | 2048-49 | 2049-50
SA1 | Black Coal | 0 | 0 | 0 | 0 | 0 | 0 | 0 | 0 | 0 | 0 | 0 | 0 | 0 | 0 | 0 | 0 | 0 | 0 | 0 | 0 | 0 | 0 | 0 | 0 | 0 | 0
SA1 | Brown Coal | 0 | 0 | 0 | 0 | 0 | 0 | 0 | 0 | 0 | 0 | 0 | 0 | 0 | 0 | 0 | 0 | 0 | 0 | 0 | 0 | 0 | 0 | 0 | 0 | 0 | 0
SA1 | CCGT | 0 | 0 | 0 | 0 | 0 | 0 | 0 | 0 | 0 | 0 | 0 | 0 | 0 | 0 | 0 | 0 | 0 | 0 | 0 | 0 | 0 | 0 | 0 | 0 | 0 | 0
SA1 | Gas - Steam | 0 | 0 | 0 | 0 | 0 | 0 | 0 | 0 | 0 | 0 | 0 | 0 | 0 | 0 | 0 | 0 | 0 | 0 | 0 | 0 | 0 | 0 | 0 | 0 | 0 | 0
SA1 | OCGT / Diesel | 0 | 0 | 0 | 0 | 0 | 0 | 0 | 0 | 0 | 0 | 0 | 0 | 0 | 0 | 0 | 0 | 0 | 0 | 0 | 0 | 0 | 0 | 0 | 0 | 0 | 0
SA1 | Hydro | 0 | 0 | 0 | 0 | 0 | 0 | 0 | 0 | 0 | 0 | 0 | 0 | 0 | 0 | 0 | 0 | 0 | 0 | 0 | 0 | 0 | 0 | 0 | 0 | 0 | 0
SA1 | Hydrogen Turbine | 0 | 0 | 0 | 0 | 0 | 0 | 0 | 0 | 0 | 0 | 0 | 0 | 0 | 0 | 0 | 0 | 0 | 0 | 0 | 0 | 0 | 0 | 0 | 0 | 0 | 0
SA1 | Wind | 0 | 0 | 0 | 0 | 0 | 0 | 0 | 0 | 0 | 0 | 0 | 0 | 0 | 0 | 0 | 0 | 0 | 0 | 0 | 0 | 0 | 0 | 0 | 0 | 0 | 0
SA1 | Solar PV | 0 | 0 | 0 | 0 | 0 | 0 | 0 | 0 | 0 | 0 | 0 | 0 | 0 | 0 | 0 | 0 | 0 | 0 | 0 | 0 | 0 | 0 | 0 | 0 | 0 | 0
SA1 | Grid Battery | 0 | 0 | 0 | 0 | 0 | 0 | 0 | 0 | 0 | 0 | 0 | 0 | 0 | 0 | 0 | 0 | 0 | 0 | 0 | 0 | 0 | 0 | 0 | 0 | 0 | 0
SA1 | Pumped Hydro | 0 | 0 | 0 | 0 | 0 | 0 | 0 | 0 | 0 | 0 | 0 | 0 | 0 | 0 | 0 | 0 | 0 | 0 | 0 | 0 | 0 | 0 | 0 | 0 | 0 | 0
SA1 | Coordinated CER storage | 0 | 0 | 0 | 0 | 0 | 0 | 0 | 0 | 0 | 0 | 0 | 0 | 0 | 0 | 0 | 0 | 0 | 0 | 0 | 0 | 0 | 0 | 0 | 0 | 0 | 0
Total excluding storage |  | 0 | 0 | 0 | 0 | 0 | 0 | 0 | 0 | 0 | 0 | 0 | 0 | 0 | 0 | 0 | 0 | 0 | 0 | 0 | 0 | 0 | 0 | 0 | 0 | 0 | 0
Region | Technology | 2024-25 | 2025-26 | 2026-27 | 2027-28 | 2028-29 | 2029-30 | 2030-31 | 2031-32 | 2032-33 | 2033-34 | 2034-35 | 2035-36 | 2036-37 | 2037-38 | 2038-39 | 2039-40 | 2040-41 | 2041-42 | 2042-43 | 2043-44 | 2044-45 | 2045-46 | 2046-47 | 2047-48 | 2048-49 | 2049-50
TAS1 | Black Coal | 0 | 0 | 0 | 0 | 0 | 0 | 0 | 0 | 0 | 0 | 0 | 0 | 0 | 0 | 0 | 0 | 0 | 0 | 0 | 0 | 0 | 0 | 0 | 0 | 0 | 0
TAS1 | Brown Coal | 0 | 0 | 0 | 0 | 0 | 0 | 0 | 0 | 0 | 0 | 0 | 0 | 0 | 0 | 0 | 0 | 0 | 0 | 0 | 0 | 0 | 0 | 0 | 0 | 0 | 0
TAS1 | CCGT | 0 | 0 | 0 | 0 | 0 | 0 | 0 | 0 | 0 | 0 | 0 | 0 | 0 | 0 | 0 | 0 | 0 | 0 | 0 | 0 | 0 | 0 | 0 | 0 | 0 | 0
TAS1 | Gas - Steam | 0 | 0 | 0 | 0 | 0 | 0 | 0 | 0 | 0 | 0 | 0 | 0 | 0 | 0 | 0 | 0 | 0 | 0 | 0 | 0 | 0 | 0 | 0 | 0 | 0 | 0
TAS1 | OCGT / Diesel | 0 | 0 | 0 | 0 | 0 | 0 | 0 | 0 | 0 | 0 | 0 | 0 | 0 | 0 | 0 | 0 | 0 | 0 | 0 | 0 | 0 | 0 | 0 | 0 | 0 | 0
TAS1 | Hydro | 0 | 0 | 0 | 0 | 0 | 0 | 0 | 0 | 0 | 0 | 0 | 0 | 0 | 0 | 0 | 0 | 0 | 0 | 0 | 0 | 0 | 0 | 0 | 0 | 0 | 0
TAS1 | Hydrogen Turbine | 0 | 0 | 0 | 0 | 0 | 0 | 0 | 0 | 0 | 0 | 0 | 0 | 0 | 0 | 0 | 0 | 0 | 0 | 0 | 0 | 0 | 0 | 0 | 0 | 0 | 0
TAS1 | Wind | 0 | 0 | 0 | 0 | 0 | 0 | 0 | 0 | 0 | 0 | 0 | 0 | 0 | 0 | 0 | 0 | 0 | 0 | 0 | 0 | 0 | 0 | 0 | 0 | 0 | 0
TAS1 | Solar PV | 0 | 0 | 0 | 0 | 0 | 0 | 0 | 0 | 0 | 0 | 0 | 0 | 0 | 0 | 0 | 0 | 0 | 0 | 0 | 0 | 0 | 0 | 0 | 0 | 0 | 0
TAS1 | Grid Battery | 0 | 0 | 0 | 0 | 0 | 0 | 0 | 0 | 0 | 0 | 0 | 0 | 0 | 0 | 0 | 0 | 0 | 0 | 0 | 0 | 0 | 0 | 0 | 0 | 0 | 0
TAS1 | Pumped Hydro | 0 | 0 | 0 | 0 | 0 | 0 | 0 | 0 | 0 | 0 | 0 | 0 | 0 | 0 | 0 | 0 | 0 | 0 | 0 | 0 | 0 | 0 | 0 | 0 | 0 | 0
TAS1 | Coordinated CER storage | 0 | 0 | 0 | 0 | 0 | 0 | 0 | 0 | 0 | 0 | 0 | 0 | 0 | 0 | 0 | 0 | 0 | 0 | 0 | 0 | 0 | 0 | 0 | 0 | 0 | 0
Total excluding storage |  | 0 | 0 | 0 | 0 | 0 | 0 | 0 | 0 | 0 | 0 | 0 | 0 | 0 | 0 | 0 | 0 | 0 | 0 | 0 | 0 | 0 | 0 | 0 | 0 | 0 | 0

## Marinus_S1_REZ Tx Cost
REZ transmission expansion cost by region ($000s) - Marinus_S1, Step Change scenario
REZ Expansion | Real June 2023 dollars discounted to 1 July 2023. As with the total capital costs, the REZ transmission expansion costs are annualised for modelling purposes.
Explicitly modelled generation
Region | Technology | 2024-25 | 2025-26 | 2026-27 | 2027-28 | 2028-29 | 2029-30 | 2030-31 | 2031-32 | 2032-33 | 2033-34 | 2034-35 | 2035-36 | 2036-37 | 2037-38 | 2038-39 | 2039-40 | 2040-41 | 2041-42 | 2042-43 | 2043-44 | 2044-45 | 2045-46 | 2046-47 | 2047-48 | 2048-49 | 2049-50
NSW1 | Transmission | 5517.3632 | 59827.4565 | 62509.4478 | 68028.7092 | 76518.3965 | 71512.5204 | 66834.1313 | 62627.1286 | 58883.4005 | 55417.1582 | 51791.7367 | 48531.6065 | 45653.8298 | 42667.1309 | 39875.8237 | 37365.7636 | 34903.9768 | 32975.2019 | 30914.2505 | 28968.2938 | 27227.1266 | 30686.0666 | 28678.5676 | 27344.2842 | 27632.2742 | 26300.2533
QLD1 | Transmission | 90.1295 | 109.387 | 4596.761 | 4309.7973 | 22457.1806 | 31063.219 | 47194.5774 | 60288.6103 | 85209.0342 | 148630.6095 | 140072.4495 | 131845.3212 | 132933.6019 | 142433.6668 | 133148.7023 | 128856.3024 | 122137.5649 | 117728.5813 | 117208.4488 | 109834.9996 | 102439.3191 | 104420.3565 | 118947.2902 | 113888.687 | 109193.194 | 106286.6418
VIC1 | Transmission | 772.9334 | 17954.1938 | 16781.5719 | 31637.9041 | 29484.66 | 41651.6923 | 38926.8153 | 36476.493 | 33994.9783 | 31771.0078 | 29692.5307 | 27823.4774 | 25929.7994 | 24233.4575 | 22648.0912 | 21222.4637 | 19778.0537 | 20664.7442 | 22259.7189 | 21743.0446 | 20263.2037 | 18937.5737 | 17698.6674 | 16584.5911 | 15455.837 | 14444.7077
SA1 | Transmission | 70.8411 | 709.7295 | 15072.5295 | 14123.7612 | 39707.5878 | 41928.2993 | 40800.6375 | 38455.9557 | 38552.9623 | 36468.4109 | 34082.6271 | 33726.4153 | 32440.5657 | 31207.8935 | 29304.5886 | 27650.1734 | 26024.3725 | 25787.1994 | 25360.6942 | 23764.3173 | 22146.908 | 21162.2274 | 31341.6958 | 30094.6768 | 28989.5673 | 27568.7732
TAS1 | Transmission | 2820.8161 | 2636.2772 | 2463.8105 | 5781.9061 | 9647.9771 | 9016.8011 | 18637.7585 | 17481.9362 | 16292.1081 | 15226.2694 | 14230.1584 | 13334.4138 | 12426.8679 | 11613.8953 | 10854.1078 | 10170.8752 | 9478.6411 | 8858.5432 | 8279.0124 | 7757.8741 | 7229.8699 | 6756.8879 | 6314.8486 | 5917.3484 | 5514.6113 | 5153.8429
NEM | Total | 9272.0834 | 81237.0439 | 101424.1207 | 123882.0779 | 177815.8019 | 195172.5322 | 212393.9201 | 215330.1239 | 232932.4834 | 287513.4558 | 269869.5025 | 255261.2341 | 249384.6647 | 252156.044 | 235831.3136 | 225265.5783 | 212322.609 | 206014.27 | 204022.1248 | 192068.5294 | 179306.4273 | 181963.112 | 202981.0695 | 193829.5876 | 186785.4838 | 179754.2189

## Marinus_S1_USE+DSP Cost
USE+DSP cost by region ($000s) - Marinus_S1, Step Change scenario
USE+DSP | Real June 2023 dollars discounted to 1 July 2023.
Explicitly modelled generation
Region | Technology | 2024-25 | 2025-26 | 2026-27 | 2027-28 | 2028-29 | 2029-30 | 2030-31 | 2031-32 | 2032-33 | 2033-34 | 2034-35 | 2035-36 | 2036-37 | 2037-38 | 2038-39 | 2039-40 | 2040-41 | 2041-42 | 2042-43 | 2043-44 | 2044-45 | 2045-46 | 2046-47 | 2047-48 | 2048-49 | 2049-50
NSW1 | USE+DSP | 0.022956 | 205117.2911 | 223.3719 | 4501.1594 | 44117.3452 | 146.1989 | 0.023101 | 0.023076 | 866.2117 | 0.023143 | 0.023113 | 1440.3645 | 896.1801 | 2062.3164 | 0.023106 | 1263.2342 | 0.023092 | 1037.5283 | 0.023217 | 1727.3126 | 2353.0679 | 0.02323 | 0.023257 | 0.023328 | 1064.3971 | 0.023298
QLD1 | USE+DSP | 0.036779 | 0.039978 | 23.9726 | 41.8443 | 69328.5884 | 3855.4767 | 1355.5656 | 4.0848 | 3599.0304 | 972.9706 | 14352.7004 | 2193.7618 | 2020.9898 | 10048.4939 | 167.0579 | 5362.5304 | 1110.1502 | 3812.4771 | 2264.5059 | 3813.357 | 9210.0269 | 8989.7692 | 9863.1069 | 7891.974 | 9739.1758 | 7381.9094
VIC1 | USE+DSP | 0.01737 | 0.017494 | 0.017716 | 19849.0584 | 56336.2699 | 0.017654 | 0.01754 | 0.017479 | 6977.1953 | 0.017586 | 0.017583 | 1511.584 | 481.7575 | 839.3413 | 0.017476 | 0.017552 | 0.017468 | 2645.3552 | 0.01762 | 1440.1958 | 1957.4481 | 0.017518 | 0.017685 | 0.017709 | 0.017755 | 0.017716
SA1 | USE+DSP | 0.033357 | 0.036124 | 928.8862 | 624.7086 | 2153.9233 | 46.7475 | 0.036846 | 0.037416 | 1235.2741 | 331.1891 | 3523.2478 | 2004.6091 | 1263.4648 | 2585.7528 | 704.2628 | 2981.1329 | 3754.3069 | 6051.5191 | 4150.2869 | 9445.8818 | 10555.5229 | 11679.5678 | 10615.6572 | 11460.2478 | 10968.809 | 9960.3123
TAS1 | USE+DSP | 0.020867 | 0.020727 | 0.020463 | 0.020325 | 0.020592 | 0.021328 | 0.021155 | 0.020764 | 107.1351 | 0.022617 | 13.8053 | 189.9064 | 15.3213 | 79.0956 | 5.2721 | 30.6758 | 8.6848 | 735.6413 | 38.4701 | 235.5585 | 583.7562 | 76.1226 | 302.1161 | 85.6305 | 370.865 | 411.1227
NEM | Total | 0.13133 | 205117.4054 | 1176.2689 | 25016.791 | 171936.1474 | 4048.4621 | 1355.6643 | 4.1836 | 12784.8466 | 1304.223 | 17889.7942 | 7340.2258 | 4677.7135 | 15615 | 876.6334 | 9637.5909 | 4873.1825 | 14282.521 | 6453.3037 | 16662.3058 | 24659.8221 | 20745.5003 | 20780.9211 | 19437.8934 | 22143.2647 | 17753.3854

## Marinus_S1_SyncCon Cost
SyncCon cost by region ($000s) - Marinus_S1, Step Change scenario
SyncCon | Real June 2023 dollars discounted to 1 July 2023. SyncCon is only explicitly modelled in Tasmania, mainland NEM regions have SyncCon costs built into new entrant costs.
Explicitly modelled generation
Region | Technology | 2024-25 | 2025-26 | 2026-27 | 2027-28 | 2028-29 | 2029-30 | 2030-31 | 2031-32 | 2032-33 | 2033-34 | 2034-35 | 2035-36 | 2036-37 | 2037-38 | 2038-39 | 2039-40 | 2040-41 | 2041-42 | 2042-43 | 2043-44 | 2044-45 | 2045-46 | 2046-47 | 2047-48 | 2048-49 | 2049-50
NSW1 | SyncCon | 0 | 0 | 0 | 0 | 0 | 0 | 0 | 0 | 0 | 0 | 0 | 0 | 0 | 0 | 0 | 0 | 0 | 0 | 0 | 0 | 0 | 0 | 0 | 0 | 0 | 0
QLD1 | SyncCon | 0 | 0 | 0 | 0 | 0 | 0 | 0 | 0 | 0 | 0 | 0 | 0 | 0 | 0 | 0 | 0 | 0 | 0 | 0 | 0 | 0 | 0 | 0 | 0 | 0 | 0
VIC1 | SyncCon | 0 | 0 | 0 | 0 | 0 | 0 | 0 | 0 | 0 | 0 | 0 | 0 | 0 | 0 | 0 | 0 | 0 | 0 | 0 | 0 | 0 | 0 | 0 | 0 | 0 | 0
SA1 | SyncCon | 0 | 0 | 0 | 0 | 0 | 0 | 0 | 0 | 0 | 0 | 0 | 0 | 0 | 0 | 0 | 0 | 0 | 0 | 0 | 0 | 0 | 0 | 0 | 0 | 0 | 0
TAS1 | SyncCon | 0 | 0 | 0 | 0 | 0 | 1293.4544 | 2759.21 | 2539.3269 | 2501.2907 | 2198.5432 | 1714.1751 | 1727.4085 | 1739.6976 | 1443.6765 | 1459.903 | 1486.5436 | 1430.0586 | 1213.3332 | 1162.9986 | 958.3692 | 950.2615 | 797.3225 | 733.6552 | 768.8164 | 738.7709 | 743.4156
NEM | Total | 0 | 0 | 0 | 0 | 0 | 1293.4544 | 2759.21 | 2539.3269 | 2501.2907 | 2198.5432 | 1714.1751 | 1727.4085 | 1739.6976 | 1443.6765 | 1459.903 | 1486.5436 | 1430.0586 | 1213.3332 | 1162.9986 | 958.3692 | 950.2615 | 797.3225 | 733.6552 | 768.8164 | 738.7709 | 743.4156

## Marinus_S2_CF
Annual capacity factor by technology - Marinus_S2, Step Change scenario
Explicitly modelled generation
Region | Technology | 2024-25 | 2025-26 | 2026-27 | 2027-28 | 2028-29 | 2029-30 | 2030-31 | 2031-32 | 2032-33 | 2033-34 | 2034-35 | 2035-36 | 2036-37 | 2037-38 | 2038-39 | 2039-40 | 2040-41 | 2041-42 | 2042-43 | 2043-44 | 2044-45 | 2045-46 | 2046-47 | 2047-48 | 2048-49 | 2049-50
NEM | Black Coal | 55.19% | 43.5% | 45.4% | 60.47% | 51.26% | 56.22% | 60.16% | 58.12% | 56.31% | 60.39% | 52.54% | 52.54% | 48.63% | 53.16% | - | - | - | - | - | - | - | - | - | - | - | -
NEM | Brown Coal | 66.64% | 55.34% | 47.19% | 63.28% | 58.27% | 62.8% | - | - | - | - | - | - | - | - | - | - | - | - | - | - | - | - | - | - | - | -
NEM | CCGT | 7.741% | 10.66% | 17.79% | 36.74% | 31.33% | 37.29% | 38.45% | 35.39% | 36.14% | 35.67% | 35.46% | 33.23% | 29.92% | 34% | 35.26% | 33.37% | 31.4% | 26.79% | 29.87% | 30.32% | 26.51% | 28.39% | 31.14% | 28.47% | 28.24% | 29.08%
NEM | Gas - Steam | 0.3251% | 2.676% | 48.7% | 40.19% | 54.41% | 32.94% | 26.14% | 26.74% | 24.77% | 19.53% | 24.38% | 14.01% | 14.49% | 13.54% | 14.73% | - | - | - | - | - | - | - | - | - | - | -
NEM | OCGT / Diesel | 0.1486% | 0.09803% | 0.3853% | 4.541% | 2.482% | 5.589% | 6.239% | 8.414% | 6.986% | 6.416% | 11.22% | 8.35% | 8.643% | 7.545% | 10.06% | 13.78% | 14.26% | 11.64% | 9.318% | 13.67% | 10.49% | 10.37% | 10.63% | 10.5% | 10.85% | 10.84%
NEM | Hydro | 21.4% | 26.71% | 25.28% | 22.4% | 25.81% | 26.7% | 21.68% | 22.44% | 20.38% | 23.35% | 25.43% | 24.14% | 21.04% | 26.35% | 23.16% | 20.94% | 19.89% | 19.74% | 21.9% | 23.15% | 21.52% | 19.99% | 24.83% | 21.87% | 20.28% | 18.95%
NEM | Hydrogen Turbine | - | 1.796e-06% | 0.2889% | 0.2455% | 1.374% | 0.02458% | 0.007701% | 1.377e-06% | 0.2728% | 0.0722% | 0.0189% | 0.4783% | 0.2118% | 0.3036% | 2.825e-06% | 0.9513% | 0.4147% | 2.184% | 0.5487% | 5.493% | 5.965% | 12.85% | 22.55% | 22.65% | 24.94% | 25%
NEM | Wind | 31.94% | 31.44% | 32.78% | 34.61% | 32.29% | 32.4% | 33.69% | 34.61% | 33.09% | 32.38% | 32.5% | 34.06% | 34.06% | 32.94% | 32.77% | 32.39% | 32.61% | 32.15% | 31.44% | 31.44% | 32.95% | 33.19% | 32.37% | 32.04% | 31.26% | 31.71%
NEM | Solar PV | 24.08% | 21.22% | 21.24% | 23.85% | 21.37% | 23.34% | 25.65% | 25.44% | 25.15% | 24.7% | 23.99% | 25.13% | 25.15% | 21.13% | 21.93% | 22.62% | 21.38% | 22.16% | 21.76% | 21.06% | 22.02% | 22.01% | 18.6% | 19.52% | 19.2% | 18.2%
NEM | Grid Battery | 6.354% | 8.353% | 8.75% | 11.78% | 9.887% | 10.69% | 9.939% | 9.84% | 10.03% | 9.472% | 7.416% | 8.152% | 8.23% | 7.322% | 7.764% | 9.484% | 9.182% | 13.49% | 15.06% | 15.05% | 15.1% | 16.01% | 13.54% | 13.62% | 13.98% | 13.16%
NEM | Pumped Hydro | 13.08% | 15.57% | 16.79% | 15.2% | 18.23% | 26.47% | 20.62% | 22.23% | 21.94% | 22.76% | 22.76% | 23.04% | 22.99% | 22.09% | 21.58% | 21.75% | 19.75% | 21.38% | 21.21% | 20.28% | 20.89% | 21% | 19.4% | 17.74% | 15.84% | 14.73%
NEM | Coordinated CER storage | 8.597% | 8.472% | 9.047% | 8.959% | 7.956% | 8.461% | 8.487% | 8.402% | 8.606% | 8.714% | 8.448% | 8.646% | 8.826% | 8.044% | 8.646% | 8.635% | 8.417% | 8.871% | 8.92% | 8.852% | 9.107% | 9.406% | 8.638% | 8.908% | 8.763% | 8.476%
Region | Technology | 2024-25 | 2025-26 | 2026-27 | 2027-28 | 2028-29 | 2029-30 | 2030-31 | 2031-32 | 2032-33 | 2033-34 | 2034-35 | 2035-36 | 2036-37 | 2037-38 | 2038-39 | 2039-40 | 2040-41 | 2041-42 | 2042-43 | 2043-44 | 2044-45 | 2045-46 | 2046-47 | 2047-48 | 2048-49 | 2049-50
NSW1 | Black Coal | 54.78% | 36.98% | 47.63% | 58.69% | 48.6% | 56.68% | 58.83% | 55.02% | 56.97% | 60.76% | 50.07% | 47.82% | 47.46% | 49.74% | - | - | - | - | - | - | - | - | - | - | - | -
NSW1 | Brown Coal | bar: 2024-25 to 2049-50
NSW1 | CCGT | 0.7049% | 8.607% | 42.94% | 55.12% | 47.24% | 56.34% | 57.19% | 40.15% | 48.61% | 47.55% | 45.56% | 41.89% | 31.71% | 41.07% | 38.78% | 38.23% | 37.36% | 26.38% | 38.51% | - | - | - | - | - | - | -
NSW1 | Gas - Steam | bar: 2024-25 to 2049-50
NSW1 | OCGT / Diesel | 0.02275% | 0.2649% | 0.332% | 3.612% | 1.556% | 7.567% | 6.47% | 10.03% | 6.504% | 5.062% | 10.28% | 8.89% | 8.082% | 5.041% | 9.806% | 11.14% | 13% | 9.505% | 7.591% | 13.29% | 11.64% | 10.41% | 9.393% | 11.67% | 9.78% | 10.82%
NSW1 | Hydro | 13.26% | 15.04% | 15.66% | 12.63% | 16.94% | 14.68% | 12.45% | 12.87% | 12.23% | 14.13% | 15.24% | 14.25% | 11.8% | 17.18% | 14.08% | 12.82% | 12.08% | 12.06% | 13.66% | 14.46% | 13.39% | 11.18% | 16.83% | 13.25% | 11.21% | 10.83%
NSW1 | Hydrogen Turbine | bar: 2024-25 to 2049-50
NSW1 | Wind | 34.02% | 33.03% | 33.74% | 34.45% | 33.13% | 30.78% | 33.07% | 32.78% | 32.48% | 31.92% | 31.95% | 33.56% | 33.65% | 33.12% | 30.15% | 30.85% | 29.83% | 30.74% | 30.14% | 29.37% | 30.71% | 31.17% | 31.51% | 29.03% | 28.93% | 27.6%
NSW1 | Solar PV | 25.44% | 22.9% | 24.1% | 24.93% | 22.9% | 23.71% | 26.38% | 26.12% | 25.95% | 25.28% | 24.19% | 25.75% | 25.62% | 21.84% | 21.71% | 23.04% | 21.52% | 22.51% | 21.91% | 20.41% | 22.09% | 21.85% | 18.95% | 19.25% | 19.04% | 17.46%
NSW1 | Grid Battery | 34.94% | 13.12% | 13.79% | 20.22% | 17.95% | 19.73% | 19.85% | 19.43% | 19.27% | 19.37% | 18.26% | 19.05% | 20.3% | 18.33% | 19.98% | 19.97% | 18.96% | 19.95% | 19.51% | 18.43% | 19.97% | 20.34% | 18.19% | 15.26% | 18.54% | 17.09%
NSW1 | Pumped Hydro | 11.07% | 15.94% | 18.28% | 15.28% | 20.35% | 31.85% | 21.41% | 22.7% | 22.76% | 22.92% | 23.23% | 24.2% | 23.91% | 23.55% | 21.03% | 22.01% | 18.86% | 21.93% | 21.5% | 20.12% | 20.83% | 20.94% | 20.67% | 18.1% | 16.15% | 15.07%
NSW1 | Coordinated CER storage | 8.463% | 8.46% | 8.883% | 8.969% | 8.142% | 8.556% | 8.751% | 8.678% | 8.854% | 9.02% | 8.688% | 9.096% | 9.134% | 8.508% | 9.338% | 9.346% | 9.05% | 9.508% | 9.361% | 9.208% | 9.687% | 9.887% | 9.342% | 9.646% | 9.463% | 9.164%
Region | Technology | 2024-25 | 2025-26 | 2026-27 | 2027-28 | 2028-29 | 2029-30 | 2030-31 | 2031-32 | 2032-33 | 2033-34 | 2034-35 | 2035-36 | 2036-37 | 2037-38 | 2038-39 | 2039-40 | 2040-41 | 2041-42 | 2042-43 | 2043-44 | 2044-45 | 2045-46 | 2046-47 | 2047-48 | 2048-49 | 2049-50
QLD1 | Black Coal | 55.61% | 50.18% | 43.9% | 62.27% | 53.39% | 56.01% | 60.99% | 60.87% | 55.73% | 59.75% | 56.88% | 56.89% | 49.72% | 56.32% | - | - | - | - | - | - | - | - | - | - | - | -
QLD1 | Brown Coal | bar: 2024-25 to 2049-50
QLD1 | CCGT | 6.835% | 6.373% | 7.592% | 33.43% | 27.51% | 35.3% | 34.88% | 37.85% | 35.24% | 34.55% | 35.89% | 35.06% | 34.51% | 37.26% | 40.03% | 37.87% | 35.05% | 32.18% | 32.12% | 36.22% | 31.67% | 42.31% | 67.13% | 61.37% | 60.86% | 62.69%
QLD1 | Gas - Steam | bar: 2024-25 to 2049-50
QLD1 | OCGT / Diesel | 7.408e-07% | 1.053e-06% | 0.008164% | 1.526% | 0.3733% | 2.514% | 2.138% | 4.983% | 3.189% | 5.515% | 9.113% | 8.468% | 11.23% | 7.323% | 10.75% | 13.87% | 15.96% | 8.461% | 9.166% | 11.5% | 11.8% | 14.34% | 14.45% | 14.48% | 11.62% | 13.27%
QLD1 | Hydro | 52.68% | 49.36% | 50.15% | 51.81% | 51.22% | 51.94% | 47.57% | 51.84% | 51.25% | 51.68% | 51.64% | 51.2% | 51.47% | 38.55% | 35.72% | 30.86% | 29.99% | 35.54% | - | - | - | - | - | - | - | -
QLD1 | Hydrogen Turbine | - | - | 0.06207% | 0.2913% | 2.625% | 0.04916% | 0.0154% | 1.649e-06% | 0.2676% | 0.1444% | 0.03104% | 0.4124% | 0.1959% | 0.3486% | 2.838e-06% | 1.048% | 0.3008% | 0.6535% | 6.444e-06% | 4.006% | 6.19% | 12.68% | 25.93% | 23.18% | 24.12% | 25.81%
QLD1 | Wind | 32.86% | 32.86% | 31.08% | 33.24% | 30.78% | 31.18% | 33.04% | 31.82% | 31.89% | 29.53% | 29.68% | 30.44% | 29.97% | 29.95% | 29.65% | 30.24% | 28.67% | 30% | 28.32% | 28.51% | 29.11% | 28.4% | 29.01% | 28.61% | 28.89% | 27.86%
QLD1 | Solar PV | 23.86% | 21.35% | 18.84% | 24.16% | 20.07% | 23.6% | 26.01% | 25.97% | 25.51% | 24.96% | 24.87% | 25.76% | 25.79% | 20.59% | 22.7% | 23.39% | 22.32% | 23.44% | 23.11% | 23.16% | 23.53% | 23.23% | 19.08% | 20.86% | 20.66% | 19.84%
QLD1 | Grid Battery | 7.347% | 7.09% | 7.523% | 7.533% | 6.895% | 7.475% | 7.082% | 7.272% | 7.432% | 7.316% | 7.025% | 14.48% | 14.9% | 14.15% | 15.76% | 19.58% | 19.87% | 21.67% | 23.12% | 22.44% | 22.23% | 23.66% | 19.63% | 20.24% | 18.71% | 18.1%
QLD1 | Pumped Hydro | 13.93% | 15.46% | 16.35% | 15.18% | 12.67% | 14.22% | 19.33% | 21.52% | 20.91% | 22.9% | 22.23% | 21.56% | 21.54% | 19.83% | 22.46% | 21.19% | 20.72% | 20.19% | 20.4% | 19.93% | 20.16% | 20.32% | 17.44% | 16.87% | 14.86% | 13.98%
QLD1 | Coordinated CER storage | 8.789% | 8.533% | 9.063% | 9.098% | 8.406% | 9.013% | 8.742% | 9.003% | 9.334% | 9.41% | 9.174% | 9.182% | 9.507% | 8.909% | 9.608% | 9.427% | 9.616% | 9.86% | 10.31% | 10.21% | 10.32% | 10.57% | 9.985% | 10.4% | 10.01% | 10.22%
Region | Technology | 2024-25 | 2025-26 | 2026-27 | 2027-28 | 2028-29 | 2029-30 | 2030-31 | 2031-32 | 2032-33 | 2033-34 | 2034-35 | 2035-36 | 2036-37 | 2037-38 | 2038-39 | 2039-40 | 2040-41 | 2041-42 | 2042-43 | 2043-44 | 2044-45 | 2045-46 | 2046-47 | 2047-48 | 2048-49 | 2049-50
VIC1 | Black Coal | bar: 2024-25 to 2049-50
VIC1 | Brown Coal | 66.64% | 55.34% | 47.19% | 63.28% | 58.27% | 62.8% | - | - | - | - | - | - | - | - | - | - | - | - | - | - | - | - | - | - | - | -
VIC1 | CCGT | bar: 2024-25 to 2049-50
VIC1 | Gas - Steam | 0.1331% | 0.8899% | 48.7% | 40.19% | 54.41% | 32.94% | 26.14% | 26.74% | 24.77% | 19.53% | 24.38% | 14.01% | 14.49% | 13.54% | 14.73% | - | - | - | - | - | - | - | - | - | - | -
VIC1 | OCGT / Diesel | 0.009656% | 1.314e-06% | 0.1298% | 5.465% | 3.298% | 4.069% | 6.914% | 7.942% | 7.764% | 5.068% | 11.64% | 6.052% | 5.043% | 6.513% | 4.618% | 13.81% | 10.77% | 14.84% | 7.838% | 13.02% | 7.661% | 6.66% | 8.19% | 5.973% | 9.938% | 7.624%
VIC1 | Hydro | 16.81% | 17.32% | 16.39% | 13.72% | 20.55% | 17.18% | 14.86% | 14.87% | 13.55% | 16.5% | 17.07% | 16.25% | 13.6% | 20.5% | 17.13% | 14.84% | 14.8% | 13.53% | 16.48% | 17.1% | 16.2% | 13.63% | 20.45% | 17.16% | 14.8% | 14.8%
VIC1 | Hydrogen Turbine | bar: 2024-25 to 2049-50
VIC1 | Wind | 29.93% | 29.14% | 30.67% | 33.85% | 30.65% | 33.91% | 33.32% | 36.97% | 33.26% | 34.36% | 34.86% | 36.7% | 37.19% | 34.62% | 36.61% | 34.47% | 37.17% | 33.94% | 34.39% | 34.67% | 36.86% | 37.92% | 35.77% | 37.12% | 34.95% | 38.52%
VIC1 | Solar PV | 21.27% | 17.61% | 17.41% | 20% | 18.97% | 22.08% | 23.28% | 22.62% | 23.52% | 23.48% | 22.12% | 23% | 23.25% | 20.71% | 21.03% | 19.78% | 18.74% | 18.47% | 18.45% | 17.31% | 18.46% | 19.04% | 17.09% | 17.53% | 16.72% | 16.07%
VIC1 | Grid Battery | 4.362% | 12.15% | 10.56% | 11.85% | 9.372% | 10.07% | 8.766% | 8.917% | 9.333% | 8.54% | 6.31% | 6.391% | 6.421% | 5.456% | 5.641% | 5.673% | 5.236% | 5.932% | 5.876% | 5.802% | 6.009% | 6.155% | 5.373% | 4.783% | 4.622% | 4.162%
VIC1 | Pumped Hydro | - | - | - | - | 23.39% | 23.84% | 24.64% | 25.52% | 25.11% | 22.84% | 24.31% | 23.87% | 24.78% | 23% | 22.74% | 23.93% | 21.31% | 23.5% | 22.71% | 23.65% | 24.2% | 24.75% | 20.88% | 17.88% | 17.63% | 15.87%
VIC1 | Coordinated CER storage | 8.026% | 8.653% | 9.316% | 8.886% | 7.21% | 7.815% | 7.837% | 7.475% | 7.608% | 7.629% | 7.521% | 7.689% | 7.912% | 6.611% | 6.999% | 7.055% | 6.668% | 7.208% | 7.145% | 7.254% | 7.436% | 7.834% | 6.525% | 6.717% | 6.851% | 6.26%
Region | Technology | 2024-25 | 2025-26 | 2026-27 | 2027-28 | 2028-29 | 2029-30 | 2030-31 | 2031-32 | 2032-33 | 2033-34 | 2034-35 | 2035-36 | 2036-37 | 2037-38 | 2038-39 | 2039-40 | 2040-41 | 2041-42 | 2042-43 | 2043-44 | 2044-45 | 2045-46 | 2046-47 | 2047-48 | 2048-49 | 2049-50
SA1 | Black Coal | bar: 2024-25 to 2049-50
SA1 | Brown Coal | bar: 2024-25 to 2049-50
SA1 | CCGT | 16.42% | 24.71% | 34.66% | 45.89% | 41.97% | 42.15% | 48.76% | 37.9% | 42.74% | 43.23% | 39.69% | 33.57% | 29.69% | - | - | - | - | - | - | - | - | - | - | - | - | -
SA1 | Gas - Steam | 0.4451% | 3.792% | - | - | - | - | - | - | - | - | - | - | - | - | - | - | - | - | - | - | - | - | - | - | - | -
SA1 | OCGT / Diesel | 0.7738% | 0.06711% | 1.366% | 9.602% | 6.2% | 8.781% | 12.6% | 12.76% | 16.15% | 15% | 18.21% | 11.21% | 10.62% | 14.05% | 15.98% | 19.39% | 16.77% | 18.46% | 14.55% | 19.77% | 12.89% | 11.06% | 12.09% | 11.08% | 12.58% | 11.14%
SA1 | Hydro | bar: 2024-25 to 2049-50
SA1 | Hydrogen Turbine | - | 1.796e-06% | 0.5158% | 0.1997% | 0.1233% | 1.075e-06% | 1.096e-06% | 1.106e-06% | 0.2781% | 1.443e-06% | 0.006757% | 0.5441% | 0.2278% | 0.2586% | 2.813e-06% | 0.8547% | 0.5285% | 3.714% | 1.097% | 6.98% | 5.741% | 13.01% | 19.17% | 22.11% | 25.77% | 24.2%
SA1 | Wind | 31.31% | 27.86% | 34.42% | 34.62% | 32.76% | 32.39% | 32.7% | 34.73% | 30.56% | 31.13% | 29.4% | 33.18% | 32.18% | 30.79% | 32.01% | 31.78% | 33.84% | 31.21% | 30.83% | 29.84% | 33.38% | 33.25% | 30.18% | 30.62% | 29.77% | 31.93%
SA1 | Solar PV | 21.34% | 17.74% | 21.75% | 23.11% | 21.02% | 21.45% | 21.85% | 21.12% | 20.99% | 20.93% | 20.59% | 20.48% | 20.97% | 19.9% | 20.36% | 20.04% | 18.6% | 19.98% | 18.84% | 18.75% | 19.12% | 20.16% | 16.78% | 16.84% | 16.56% | 16.17%
SA1 | Grid Battery | 4.514% | 3.96% | 4.418% | 4.425% | 4.003% | 4.164% | 4.253% | 3.998% | 4.017% | 4.108% | 3.709% | 3.606% | 3.588% | 3.364% | 3.354% | 3.493% | 3.195% | 13.24% | 13.99% | 17.23% | 16.87% | 18.27% | 15.87% | 14.85% | 16.36% | 13.87%
SA1 | Pumped Hydro | bar: 2024-25 to 2049-50
SA1 | Coordinated CER storage | 9.562% | 8.302% | 9.216% | 9.107% | 8.324% | 8.643% | 8.578% | 8.223% | 8.509% | 8.693% | 8.256% | 8.336% | 8.492% | 8.098% | 8.241% | 8.435% | 7.973% | 8.702% | 8.881% | 8.832% | 8.859% | 9.452% | 9.024% | 9.038% | 9.022% | 8.34%
Region | Technology | 2024-25 | 2025-26 | 2026-27 | 2027-28 | 2028-29 | 2029-30 | 2030-31 | 2031-32 | 2032-33 | 2033-34 | 2034-35 | 2035-36 | 2036-37 | 2037-38 | 2038-39 | 2039-40 | 2040-41 | 2041-42 | 2042-43 | 2043-44 | 2044-45 | 2045-46 | 2046-47 | 2047-48 | 2048-49 | 2049-50
TAS1 | Black Coal | bar: 2024-25 to 2049-50
TAS1 | Brown Coal | bar: 2024-25 to 2049-50
TAS1 | CCGT | 0% | 0% | 5.514e-06% | 8.82e-06% | 8.531e-06% | 1.57e-05% | 2.094e-05% | 2.009e-05% | 2.433e-05% | 2.55e-05% | 2.44e-05% | 2.41e-05% | 2.374e-05% | 2.419e-05% | 2.396e-05% | 2.398e-05% | 2.354e-05% | 2.363e-05% | 2.381e-05% | 2.339e-05% | 2.282e-05% | 2.255e-05% | 2.349e-05% | 2.316e-05% | 2.522e-05% | 2.504e-05%
TAS1 | Gas - Steam | bar: 2024-25 to 2049-50
TAS1 | OCGT / Diesel | 5.061e-06% | 5.592e-06% | 6.458e-06% | 0.04389% | 0.1455% | 0.07465% | 2.113% | 0.9257% | 1.311% | 4.038% | 6.922% | 3.16% | 3.003% | 5.086% | 1.316% | 5.818% | 2.528% | 4.866% | 2.321% | 1.649% | 2.571% | 1.957% | 2.354% | 0.415% | 1.439% | 1.247%
TAS1 | Hydro | 30.95% | 43.97% | 40.11% | 36.95% | 36.9% | 44.23% | 34.36% | 35.87% | 31.82% | 35.93% | 40.28% | 38.26% | 34.03% | 39.34% | 36.21% | 33.23% | 31.03% | 31.56% | 33.97% | 36.15% | 33.4% | 33.36% | 35.8% | 33.7% | 33.15% | 29.84%
TAS1 | Hydrogen Turbine | bar: 2024-25 to 2049-50
TAS1 | Wind | 36.62% | 41.08% | 44.78% | 48.84% | 45.2% | 42.76% | 41.56% | 44.81% | 43.48% | 43.32% | 45.01% | 45.38% | 47.99% | 45.46% | 45.95% | 42.44% | 44.3% | 43.82% | 42.07% | 44.22% | 46.02% | 48.22% | 45.31% | 46.23% | 42.62% | 44.44%
TAS1 | Solar PV | bar: 2024-25 to 2049-50
TAS1 | Grid Battery | 0% | 0.005951% | 0.006817% | 0.008414% | 0.009272% | 0.00986% | 0.01277% | 0.01926% | 0.02158% | 0.02118% | 0.02466% | 0.02715% | 0.03091% | 0.03382% | 0.03614% | 0.04267% | 0.04913% | 0.05921% | 0.05932% | 0.06682% | 0.08316% | 0.07821% | 0.07592% | 0.08403% | 0.09122% | 0.1088%
TAS1 | Pumped Hydro | - | - | - | - | - | - | 21.51% | 20.1% | 19.72% | 21.42% | 22.1% | 22.4% | 23.32% | 22.64% | 21.04% | 22.15% | 20.65% | 22.59% | 22.48% | 22.03% | 23.57% | 23.43% | 19.77% | 19.08% | 17.68% | 15.58%
TAS1 | Coordinated CER storage | 2.214% | 4.548% | 4.671% | 5.318% | 5.197% | 5.806% | 7.268% | 7.711% | 6.852% | 6.948% | 6.725% | 6.252% | 7.271% | 5.997% | 6.192% | 6.365% | 6.058% | 6.886% | 6.578% | 6.336% | 6.456% | 6.683% | 5.524% | 5.774% | 5.345% | 5.197%
Explicitly modelled pumping
Region | Technology | 2024-25 | 2025-26 | 2026-27 | 2027-28 | 2028-29 | 2029-30 | 2030-31 | 2031-32 | 2032-33 | 2033-34 | 2034-35 | 2035-36 | 2036-37 | 2037-38 | 2038-39 | 2039-40 | 2040-41 | 2041-42 | 2042-43 | 2043-44 | 2044-45 | 2045-46 | 2046-47 | 2047-48 | 2048-49 | 2049-50
NEM | Grid Battery pump | 7.52% | 9.868% | 10.31% | 14.02% | 11.69% | 12.69% | 11.79% | 11.68% | 11.87% | 11.22% | 8.797% | 9.662% | 9.766% | 8.707% | 9.231% | 11.29% | 10.99% | 16.15% | 18.09% | 18.04% | 18.11% | 19.24% | 16.24% | 16.34% | 16.78% | 15.8%
NEM | Pumped Hydro Pump | 20.41% | 24.82% | 28.43% | 26.27% | 24.25% | 34.47% | 27.72% | 29.95% | 28.74% | 30.58% | 29.77% | 30.6% | 30.71% | 29.32% | 28.3% | 28.28% | 26.73% | 27.93% | 28.54% | 26.22% | 27.6% | 28.08% | 25.55% | 22.93% | 21.03% | 19.05%
NEM | Coordinated CER storage pump | 10.11% | 9.973% | 10.63% | 10.57% | 9.34% | 9.958% | 9.983% | 9.901% | 10.11% | 10.25% | 9.949% | 10.16% | 10.38% | 9.483% | 10.17% | 10.15% | 9.933% | 10.41% | 10.51% | 10.4% | 10.71% | 11.09% | 10.14% | 10.49% | 10.29% | 9.97%
Region | Technology | 2024-25 | 2025-26 | 2026-27 | 2027-28 | 2028-29 | 2029-30 | 2030-31 | 2031-32 | 2032-33 | 2033-34 | 2034-35 | 2035-36 | 2036-37 | 2037-38 | 2038-39 | 2039-40 | 2040-41 | 2041-42 | 2042-43 | 2043-44 | 2044-45 | 2045-46 | 2046-47 | 2047-48 | 2048-49 | 2049-50
NSW1 | Grid Battery pump | 41.14% | 15.41% | 16.24% | 24.27% | 21.4% | 23.61% | 23.76% | 23.28% | 23.03% | 23.19% | 21.89% | 22.75% | 24.3% | 22.01% | 23.85% | 23.89% | 22.76% | 23.83% | 23.38% | 22.05% | 23.91% | 24.44% | 21.7% | 18.09% | 22.24% | 20.47%
NSW1 | Pumped Hydro Pump | 18.36% | 25.12% | 30.72% | 28.16% | 25.23% | 38.01% | 28.24% | 30.02% | 28.87% | 30.48% | 29.39% | 31.39% | 31.23% | 30.42% | 27.01% | 27.65% | 25.41% | 27.76% | 28.64% | 25.16% | 26.91% | 27.49% | 26.55% | 22.43% | 20.95% | 18.86%
NSW1 | Coordinated CER storage pump | 9.956% | 9.939% | 10.45% | 10.58% | 9.558% | 10.07% | 10.3% | 10.23% | 10.4% | 10.61% | 10.24% | 10.68% | 10.75% | 10.04% | 10.96% | 10.99% | 10.68% | 11.16% | 11.01% | 10.83% | 11.4% | 11.67% | 10.96% | 11.36% | 11.12% | 10.78%
Region | Technology | 2024-25 | 2025-26 | 2026-27 | 2027-28 | 2028-29 | 2029-30 | 2030-31 | 2031-32 | 2032-33 | 2033-34 | 2034-35 | 2035-36 | 2036-37 | 2037-38 | 2038-39 | 2039-40 | 2040-41 | 2041-42 | 2042-43 | 2043-44 | 2044-45 | 2045-46 | 2046-47 | 2047-48 | 2048-49 | 2049-50
QLD1 | Grid Battery pump | 8.678% | 8.374% | 8.862% | 8.91% | 8.129% | 8.826% | 8.363% | 8.611% | 8.752% | 8.647% | 8.288% | 17.38% | 17.83% | 17.03% | 18.85% | 23.56% | 23.99% | 26.1% | 27.84% | 27.01% | 26.77% | 28.51% | 23.68% | 24.32% | 22.55% | 21.79%
QLD1 | Pumped Hydro Pump | 24.07% | 24.48% | 25.75% | 24.07% | 19.98% | 22.48% | 26.67% | 29.8% | 28.62% | 31.42% | 30.54% | 29.59% | 29.66% | 27.4% | 30.56% | 29.08% | 28.67% | 27.7% | 27.97% | 27.16% | 27.72% | 28.02% | 23.79% | 23.01% | 20.63% | 18.92%
QLD1 | Coordinated CER storage pump | 10.34% | 10.05% | 10.64% | 10.72% | 9.876% | 10.6% | 10.28% | 10.62% | 10.96% | 11.07% | 10.79% | 10.82% | 11.17% | 10.51% | 11.28% | 11.09% | 11.34% | 11.6% | 12.13% | 12% | 12.14% | 12.45% | 11.76% | 12.22% | 11.78% | 12.02%
Region | Technology | 2024-25 | 2025-26 | 2026-27 | 2027-28 | 2028-29 | 2029-30 | 2030-31 | 2031-32 | 2032-33 | 2033-34 | 2034-35 | 2035-36 | 2036-37 | 2037-38 | 2038-39 | 2039-40 | 2040-41 | 2041-42 | 2042-43 | 2043-44 | 2044-45 | 2045-46 | 2046-47 | 2047-48 | 2048-49 | 2049-50
VIC1 | Grid Battery pump | 5.197% | 14.35% | 12.42% | 14% | 11.02% | 11.87% | 10.34% | 10.52% | 11% | 10.06% | 7.455% | 7.525% | 7.575% | 6.436% | 6.68% | 6.666% | 6.201% | 6.968% | 6.955% | 6.824% | 7.077% | 7.284% | 6.308% | 5.663% | 5.425% | 4.906%
VIC1 | Pumped Hydro Pump | - | - | - | - | 30.78% | 31.7% | 32.09% | 33.82% | 32.84% | 30.19% | 31.94% | 31.28% | 32.79% | 30.08% | 30.01% | 31.4% | 28.4% | 30.56% | 30.23% | 30.78% | 31.84% | 32.93% | 27.11% | 23.88% | 22.84% | 20.88%
VIC1 | Coordinated CER storage pump | 9.442% | 10.19% | 10.94% | 10.48% | 8.461% | 9.194% | 9.22% | 8.803% | 8.955% | 8.974% | 8.859% | 9.032% | 9.308% | 7.778% | 8.267% | 8.27% | 7.878% | 8.449% | 8.441% | 8.513% | 8.739% | 9.252% | 7.644% | 7.938% | 8.026% | 7.365%
Region | Technology | 2024-25 | 2025-26 | 2026-27 | 2027-28 | 2028-29 | 2029-30 | 2030-31 | 2031-32 | 2032-33 | 2033-34 | 2034-35 | 2035-36 | 2036-37 | 2037-38 | 2038-39 | 2039-40 | 2040-41 | 2041-42 | 2042-43 | 2043-44 | 2044-45 | 2045-46 | 2046-47 | 2047-48 | 2048-49 | 2049-50
SA1 | Grid Battery pump | 5.35% | 4.719% | 5.235% | 5.272% | 4.743% | 4.962% | 5.038% | 4.75% | 4.777% | 4.881% | 4.401% | 4.283% | 4.263% | 3.995% | 3.997% | 4.135% | 3.809% | 15.92% | 16.89% | 20.71% | 20.31% | 22.04% | 19.03% | 17.96% | 19.63% | 16.7%
SA1 | Pumped Hydro Pump | bar: 2024-25 to 2049-50
SA1 | Coordinated CER storage pump | 11.22% | 9.795% | 10.82% | 10.74% | 9.772% | 10.2% | 10.07% | 9.674% | 10.01% | 10.23% | 9.706% | 9.807% | 9.995% | 9.523% | 9.726% | 9.895% | 9.412% | 10.21% | 10.48% | 10.36% | 10.43% | 11.14% | 10.59% | 10.67% | 10.58% | 9.812%
Region | Technology | 2024-25 | 2025-26 | 2026-27 | 2027-28 | 2028-29 | 2029-30 | 2030-31 | 2031-32 | 2032-33 | 2033-34 | 2034-35 | 2035-36 | 2036-37 | 2037-38 | 2038-39 | 2039-40 | 2040-41 | 2041-42 | 2042-43 | 2043-44 | 2044-45 | 2045-46 | 2046-47 | 2047-48 | 2048-49 | 2049-50
TAS1 | Grid Battery pump | 0% | 0.007076% | 0.0081% | 0.01001% | 0.01102% | 0.01172% | 0.01518% | 0.02291% | 0.02566% | 0.02516% | 0.02934% | 0.03225% | 0.03677% | 0.04018% | 0.04298% | 0.0507% | 0.05845% | 0.07037% | 0.07058% | 0.07947% | 0.09879% | 0.09307% | 0.09017% | 0.09998% | 0.1083% | 0.1294%
TAS1 | Pumped Hydro Pump | - | - | - | - | - | - | 28.31% | 26.59% | 26.25% | 28.16% | 29.06% | 29.39% | 31.11% | 29.39% | 27.95% | 28.84% | 27.66% | 29.45% | 29.77% | 28.75% | 30.84% | 31.34% | 25.5% | 25.61% | 22.75% | 20.5%
TAS1 | Coordinated CER storage pump | 2.605% | 5.348% | 5.489% | 6.284% | 6.095% | 6.831% | 8.551% | 9.086% | 8.08% | 8.152% | 7.942% | 7.329% | 8.555% | 7.056% | 7.285% | 7.488% | 7.161% | 8.07% | 7.774% | 7.457% | 7.564% | 7.898% | 6.466% | 6.829% | 6.254% | 6.115%

## Marinus_S2_Generation
Annual sent-out generation by technology (GWh) - Marinus_S2, Step Change scenario
Explicitly modelled generation
Region | Technology | 2024-25 | 2025-26 | 2026-27 | 2027-28 | 2028-29 | 2029-30 | 2030-31 | 2031-32 | 2032-33 | 2033-34 | 2034-35 | 2035-36 | 2036-37 | 2037-38 | 2038-39 | 2039-40 | 2040-41 | 2041-42 | 2042-43 | 2043-44 | 2044-45 | 2045-46 | 2046-47 | 2047-48 | 2048-49 | 2049-50
NEM | Black Coal | 79560.7427 | 62702.1452 | 53988.4865 | 47746.7415 | 36150.6701 | 27027.7347 | 24419.6321 | 19341.0453 | 18739.1857 | 11547.0419 | 10046.2893 | 7004.1737 | 6483.6323 | 7087.2793 | 0.005339 | 0.0051353 | 0.0017948 | 0.0015368 | 0.0015119 | 0.0015913 | 0.0014908 | 0.0012776 | 0.0012937 | 0.0013282 | 0.0012373 | 0.0011697
NEM | Brown Coal | 28224.2563 | 23440.9526 | 19988.0513 | 9082.5996 | 8362.6485 | 3190.9089 | 0.0019177 | 0.0010995 | 0.00091988 | 0.00040999 | 0 | 0 | 0 | 0 | 0 | 0 | 0 | 0 | 0 | 0 | 0 | 0 | 0 | 0 | 0 | 0
NEM | CCGT | 2003.7196 | 2758.4904 | 4324.1333 | 8931.176 | 7615.5921 | 9065.6207 | 9346.9142 | 8601.8608 | 8786.0425 | 8671.7943 | 8618.9917 | 8078.2401 | 6264.5734 | 5541.7446 | 5747.9894 | 5018.3811 | 4721.0163 | 4028.6929 | 4490.9027 | 3390.0938 | 2964.3231 | 1571.5191 | 1058.4793 | 967.7623 | 959.7061 | 988.4229
NEM | Gas - Steam | 37.0216 | 304.7253 | 2132.9517 | 1760.5035 | 2382.9563 | 1442.5688 | 1144.8833 | 1171.2457 | 1085.1001 | 855.5004 | 1067.6367 | 613.4943 | 634.7991 | 593.1951 | 645.3199 | 0 | 0 | 0 | 0 | 0 | 0 | 0 | 0 | 0 | 0 | 0
NEM | OCGT / Diesel | 105.8752 | 69.8351 | 274.4929 | 3235.2556 | 1767.9985 | 3981.5785 | 4235.4347 | 5712.2624 | 4631.6191 | 3920.1922 | 7105.904 | 6332.1065 | 6687.0854 | 7168.0894 | 9552.7116 | 12564.3555 | 12846.6135 | 10855.8657 | 8614.4538 | 13667.3034 | 10578.1517 | 10459.6869 | 10062.562 | 9401.2194 | 11617.701 | 11108.4865
NEM | Hydro | 14444.5467 | 18030.151 | 17063.6725 | 15122.6595 | 17418.6807 | 18022.6516 | 14630.3547 | 15144.6118 | 13758.0904 | 15760.5479 | 17167.9922 | 16292.3409 | 14204.566 | 17588.728 | 15459.6841 | 13978.3454 | 13272.1894 | 13172.3919 | 14491.2237 | 15317.6255 | 14237.1863 | 13225.5434 | 16426.4965 | 14472.1641 | 13417.5049 | 12535.5482
NEM | Hydrogen Turbine | 0 | 3.1471e-05 | 10.1242 | 8.6024 | 48.1585 | 0.86133 | 0.26984 | 4.8263e-05 | 9.5602 | 2.5299 | 0.66213 | 16.7594 | 7.4231 | 10.6381 | 9.8998e-05 | 33.335 | 14.5298 | 76.5277 | 19.2257 | 192.4754 | 209.0286 | 450.1391 | 790.1692 | 793.6313 | 874.0175 | 876.1077
NEM | Wind | 32549.5025 | 52793.6462 | 67918.0479 | 81280.2442 | 100349.1329 | 112669.9597 | 124489.5696 | 133836.7717 | 143188.5761 | 153925.4595 | 157481.0621 | 168207.0261 | 178614.2612 | 179787.8652 | 179624.0207 | 179887.792 | 180356.9978 | 178785.0366 | 177727.3286 | 175310.1895 | 181733.2018 | 182918.7511 | 187135.2256 | 186817.7912 | 184729.9686 | 185361.697
NEM | Solar PV | 21554.7532 | 22125.0976 | 22141.3132 | 25152.7611 | 24353.1934 | 32215.0624 | 38460.0905 | 41302.6692 | 44162.2269 | 48695.628 | 47997.1214 | 50674.7689 | 51264.2438 | 53583.5892 | 64259.954 | 70280.1813 | 75395.8999 | 87144.571 | 95687.0009 | 97634.9154 | 101036.1568 | 105803.7509 | 100354.6742 | 105127.5817 | 110249.6717 | 113180.2019
NEM | Grid Battery | 679.8044 | 1047.3392 | 1365.4098 | 2600.4195 | 2558.6419 | 2767.3289 | 2812.5272 | 3044.8245 | 3353.1507 | 3384.1012 | 3493.5232 | 3985.6127 | 3987.7504 | 3584.9729 | 3801.4473 | 5256.5419 | 5101.8498 | 10058.3843 | 12881.143 | 12532.762 | 12570.2321 | 13421.7189 | 11354.7833 | 10538.2281 | 11229.7479 | 10549.7442
NEM | Pumped Hydro | 928.3979 | 1445.4213 | 1558.7854 | 1411.7751 | 4519.2133 | 6563.711 | 12550.6899 | 13534.7168 | 13746.3785 | 15190.7224 | 15190.138 | 15377.8909 | 15339.8154 | 14883.5087 | 14536.1645 | 14652.0827 | 13304.4424 | 14411.5697 | 14299.1349 | 13672.3942 | 14087.1151 | 14160.0506 | 13078.8368 | 11962.9885 | 10681.9066 | 9933.0795
NEM | Coordinated CER storage | 350.4829 | 642.0275 | 1061.0392 | 1520.3241 | 1826.1805 | 2774.9417 | 3546.7014 | 4303.1493 | 5309.1218 | 6382.545 | 7282.0184 | 8683.6571 | 10033.8152 | 10307.2109 | 12431.7632 | 13661.5879 | 14561.9916 | 16685.6017 | 18185.2638 | 19484.5977 | 21621.8823 | 24029.3713 | 23572.0766 | 25907.2423 | 27097.1924 | 27692.9589
Total excluding storage |  | 180439.103 | 185359.8315 | 191826.508 | 197853.0623 | 207353.0668 | 219722.9283 | 235637.0695 | 245993.1585 | 256769.053 | 268336.0632 | 275451.3391 | 285266.0707 | 293521.9652 | 300136.8213 | 306059.0601 | 315332.6081 | 319575.5323 | 335218.6431 | 346395.6786 | 351202.3584 | 359037.2794 | 366040.5326 | 363833.3046 | 365988.6101 | 370857.418 | 372226.2482
Region | Technology | 2024-25 | 2025-26 | 2026-27 | 2027-28 | 2028-29 | 2029-30 | 2030-31 | 2031-32 | 2032-33 | 2033-34 | 2034-35 | 2035-36 | 2036-37 | 2037-38 | 2038-39 | 2039-40 | 2040-41 | 2041-42 | 2042-43 | 2043-44 | 2044-45 | 2045-46 | 2046-47 | 2047-48 | 2048-49 | 2049-50
NSW1 | Black Coal | 39973.4052 | 26983.202 | 22739.1555 | 23356.0575 | 15240.2904 | 8851.6653 | 9187.8052 | 8592.793 | 8898.0506 | 7398.3969 | 6097.0686 | 3057.8911 | 3034.7189 | 3180.6042 | 0.0018152 | 0.0017778 | 0 | 0 | 0 | 0 | 0 | 0 | 0 | 0 | 0 | 0
NSW1 | Brown Coal | 0 | 0 | 0 | 0 | 0 | 0 | 0 | 0 | 0 | 0 | 0 | 0 | 0 | 0 | 0 | 0 | 0 | 0 | 0 | 0 | 0 | 0 | 0 | 0 | 0 | 0
NSW1 | CCGT | 27.1697 | 331.7604 | 1655.1844 | 2124.5839 | 1820.6427 | 2171.607 | 2204.1892 | 1547.52 | 1873.5009 | 1832.9184 | 1755.9029 | 1614.5642 | 1222.26 | 1582.8754 | 1494.8238 | 1473.5661 | 1440.0075 | 1016.627 | 1484.4928 | 0.00094503 | 0.00090951 | 0.00091887 | 0.00092157 | 0.00092009 | 0.00090961 | 0.00090319
NSW1 | Gas - Steam | 0 | 0 | 0 | 0 | 0 | 0 | 0 | 0 | 0 | 0 | 0 | 0 | 0 | 0 | 0 | 0 | 0 | 0 | 0 | 0 | 0 | 0 | 0 | 0 | 0 | 0
NSW1 | OCGT / Diesel | 5.2603 | 61.2478 | 76.7424 | 834.9042 | 359.7166 | 1749.2801 | 1495.7695 | 2318.0227 | 1503.6029 | 1170.3234 | 2376.8872 | 2055.272 | 1868.34 | 1524.0296 | 2964.3496 | 3366.4371 | 3930.3639 | 2873.3799 | 2294.9894 | 4016.5977 | 2652.1199 | 2372.5248 | 2140.978 | 2659.371 | 2229.256 | 2465.5503
NSW1 | Hydro | 2932.1758 | 3325.6278 | 3464.3826 | 2793.0031 | 3746.7978 | 3248.1724 | 2754.5089 | 2846.9267 | 2705.0175 | 3125.181 | 3371.0452 | 3151.1116 | 2609.4379 | 3800.0244 | 3115.108 | 2835.5062 | 2671.1847 | 2667.8703 | 3021.1631 | 3197.9078 | 2961.2943 | 2472.3866 | 3722.3439 | 2931.3417 | 2479.6605 | 2395.5123
NSW1 | Hydrogen Turbine | 0 | 0 | 0 | 0 | 0 | 0 | 0 | 0 | 0 | 0 | 0 | 0 | 0 | 0 | 0 | 0 | 0 | 0 | 0 | 0 | 0 | 0 | 0 | 0 | 0 | 0
NSW1 | Wind | 7799.2898 | 20036.3456 | 22099.1833 | 24411.7633 | 33087.6334 | 33253.6618 | 36929.2572 | 37831.4002 | 41530.5698 | 41219.1082 | 42590.0357 | 44843.416 | 47073.0528 | 46569.6074 | 41853.4611 | 43244.3829 | 41969.1213 | 44168.5207 | 44305.3582 | 42087.7966 | 44421.2112 | 46621.5721 | 46718.2325 | 43036.4038 | 44040.0799 | 42075.7214
NSW1 | Solar PV | 9728.9288 | 10563.6221 | 11117.7506 | 11500.616 | 12391.0749 | 18537.8479 | 20623.0461 | 20819.5638 | 20681.2211 | 22672.9799 | 21689.502 | 23091.0972 | 22977.938 | 25639.274 | 30194.1339 | 32646.6586 | 31418.6135 | 33543.4134 | 34088.9655 | 34808.4653 | 37657.7452 | 38004.0925 | 37957.5238 | 39003.5986 | 43854.9549 | 43798.6103
NSW1 | Grid Battery | 159.1363 | 301.0428 | 316.5922 | 1039.8188 | 923.0588 | 1014.7823 | 1020.7722 | 999.2014 | 991.0626 | 996.0415 | 939.175 | 979.591 | 954.9473 | 862.3166 | 940.0323 | 939.4681 | 891.8667 | 1008.2109 | 1001.3174 | 945.9931 | 1024.7116 | 1043.9825 | 933.4599 | 348.5742 | 1308.8254 | 1206.5985
NSW1 | Pumped Hydro | 232.6419 | 335.0277 | 384.3757 | 321.2998 | 3413.8006 | 5343.1568 | 7419.2082 | 7865.4463 | 7884.3289 | 7940.4257 | 8047.4326 | 8385.5407 | 8283.7854 | 8308.8504 | 7420.8556 | 7766.0926 | 6655.2947 | 7736.7751 | 7587.3952 | 7098.2509 | 7348.9949 | 7387.0147 | 7291.7789 | 6387.9706 | 5697.2611 | 5318.3654
NSW1 | Coordinated CER storage | 118.7592 | 230.3398 | 388.3135 | 577.7747 | 718.9584 | 1081.9701 | 1404.6826 | 1703.0281 | 2090.2256 | 2524.0842 | 2861.396 | 3481.192 | 3950.5748 | 4137.9625 | 5085.2379 | 5576.3892 | 5879.2615 | 6687.658 | 7111.2833 | 7527.8398 | 8514.3315 | 9317.6164 | 9372.4949 | 10280.916 | 10683.375 | 10894.2334
Total excluding storage |  | 60976.7671 | 62168.216 | 62241.6803 | 66959.8214 | 71701.9735 | 75252.1437 | 83039.2392 | 84523.9023 | 88157.5799 | 88879.4592 | 89728.4453 | 90659.6758 | 91975.0551 | 95605.5445 | 93068.0039 | 97848.5026 | 94855.7139 | 99702.4553 | 100894.9648 | 99682.8522 | 104580.4095 | 107219.1904 | 108136.8127 | 104648.1769 | 110293.4137 | 108154.5925
Region | Technology | 2024-25 | 2025-26 | 2026-27 | 2027-28 | 2028-29 | 2029-30 | 2030-31 | 2031-32 | 2032-33 | 2033-34 | 2034-35 | 2035-36 | 2036-37 | 2037-38 | 2038-39 | 2039-40 | 2040-41 | 2041-42 | 2042-43 | 2043-44 | 2044-45 | 2045-46 | 2046-47 | 2047-48 | 2048-49 | 2049-50
QLD1 | Black Coal | 39587.3375 | 35718.9431 | 31249.331 | 24390.684 | 20910.3797 | 18176.0694 | 15231.8268 | 10748.2523 | 9841.1351 | 4148.645 | 3949.2207 | 3946.2826 | 3448.9134 | 3906.6751 | 0.0035238 | 0.0033575 | 0.0017948 | 0.0015368 | 0.0015119 | 0.0015913 | 0.0014908 | 0.0012776 | 0.0012937 | 0.0013282 | 0.0012373 | 0.0011697
QLD1 | Brown Coal | 0 | 0 | 0 | 0 | 0 | 0 | 0 | 0 | 0 | 0 | 0 | 0 | 0 | 0 | 0 | 0 | 0 | 0 | 0 | 0 | 0 | 0 | 0 | 0 | 0 | 0
QLD1 | CCGT | 956.729 | 892.0491 | 1062.7003 | 4679.9933 | 3850.1565 | 4940.7929 | 4882.9394 | 5298.1825 | 4932.1198 | 4835.7725 | 5023.9334 | 4908.2391 | 3666.4846 | 3958.8678 | 4253.1643 | 3544.8136 | 3281.0075 | 3012.0646 | 3006.4086 | 3390.0915 | 2964.321 | 1571.5169 | 1058.4771 | 967.7601 | 959.7038 | 988.4207
QLD1 | Gas - Steam | 0 | 0 | 0 | 0 | 0 | 0 | 0 | 0 | 0 | 0 | 0 | 0 | 0 | 0 | 0 | 0 | 0 | 0 | 0 | 0 | 0 | 0 | 0 | 0 | 0 | 0
QLD1 | OCGT / Diesel | 0.00012684 | 0.0001803 | 1.3978 | 261.3522 | 63.9158 | 430.3553 | 366.0237 | 853.1409 | 546.038 | 739.7041 | 1425.4283 | 1887.0577 | 2675.3418 | 2184.421 | 3207.6425 | 4136.6701 | 4761.9974 | 2523.8764 | 2734.2309 | 3429.8594 | 3518.7326 | 4277.9883 | 3614.6689 | 3622.8309 | 4944.908 | 5043.159
QLD1 | Hydro | 703.3148 | 659.0189 | 669.4883 | 691.6489 | 683.7689 | 693.3928 | 635.0647 | 692.0847 | 684.2203 | 689.8782 | 689.4072 | 683.4882 | 687.187 | 222.8657 | 206.4922 | 178.4231 | 173.3958 | 205.4689 | 0 | 0 | 0 | 0 | 0 | 0 | 0 | 0
QLD1 | Hydrogen Turbine | 0 | 0 | 1.0875 | 5.1037 | 45.9977 | 0.86131 | 0.26982 | 2.8883e-05 | 4.6886 | 2.5298 | 0.54375 | 7.2261 | 3.4316 | 6.107 | 4.9721e-05 | 18.3608 | 5.2698 | 11.45 | 0.0001129 | 70.189 | 108.4501 | 222.131 | 454.3351 | 406.1963 | 422.508 | 452.119
QLD1 | Wind | 5533.8768 | 10381.4964 | 17408.5198 | 18618.1993 | 26161.1022 | 29383.7046 | 31965.6726 | 33571.185 | 39028.717 | 46868.0514 | 47334.2298 | 48546.4205 | 51323.3665 | 55037.9707 | 54488.9513 | 55573.705 | 52685.5354 | 55138.8497 | 52192.6053 | 52134.5462 | 52074.8637 | 51071.4614 | 58070.8686 | 57272.1288 | 57988.8744 | 55928.5855
QLD1 | Solar PV | 8390.5181 | 7507.7184 | 6625.8007 | 8495.6287 | 7067.5616 | 8309.3878 | 12261.6469 | 15089.4632 | 15378.9898 | 17935.8302 | 18594.1817 | 19665.1781 | 20253.5906 | 19167.9175 | 24519.1381 | 26959.8361 | 33036.5487 | 37519.2614 | 44705.665 | 45399.7628 | 45748.0715 | 49492.5862 | 44063.3277 | 47632.7567 | 47078.5587 | 51189.6561
QLD1 | Grid Battery | 166.0592 | 160.2486 | 170.0334 | 170.2438 | 155.8418 | 168.9418 | 160.0663 | 164.3552 | 167.9865 | 165.3466 | 158.7926 | 585.9181 | 602.9735 | 644.7799 | 718.2226 | 2156.8395 | 2217.1365 | 5789.1769 | 8365.9147 | 8120.3232 | 8042.8084 | 8716.4017 | 7232.7895 | 7459.0558 | 7351.2315 | 7110.4769
QLD1 | Pumped Hydro | 695.7559 | 1110.3935 | 1174.4097 | 1090.4753 | 910.1248 | 1021.5156 | 4772.9299 | 5313.4066 | 5162.6033 | 5652.3378 | 5487.7947 | 5321.3516 | 5317.0956 | 4895.4069 | 5543.2128 | 5231.2097 | 5114.3573 | 4983.815 | 5034.8587 | 4919.3793 | 4976.7258 | 5016.2086 | 4304.9392 | 4163.3066 | 3668.0195 | 3451.6644
QLD1 | Coordinated CER storage | 65.7472 | 137.0093 | 229.7664 | 342.9344 | 442.9931 | 712.0521 | 901.7176 | 1152.7959 | 1450.9393 | 1745.5619 | 1995.5004 | 2331.3359 | 2721.0938 | 2863.935 | 3460.5296 | 3736.2963 | 4173.6935 | 4658.282 | 5283.6818 | 5647.218 | 6155.3426 | 6784.978 | 6844.6262 | 7603.3356 | 7786.5576 | 8401.4968
Total excluding storage |  | 56099.3387 | 56566.8775 | 58592.535 | 58746.2636 | 60291.8421 | 63837.0737 | 71178.1578 | 72882.8664 | 77197.4378 | 82783.6576 | 84659.0326 | 87882.4979 | 90699.4785 | 92888.9468 | 96397.357 | 101536.1575 | 105448.9436 | 113842.2464 | 121323.3666 | 123111.3709 | 123589.3172 | 127153.2733 | 125644.0336 | 129127.3721 | 130200.3628 | 132565.5795
Region | Technology | 2024-25 | 2025-26 | 2026-27 | 2027-28 | 2028-29 | 2029-30 | 2030-31 | 2031-32 | 2032-33 | 2033-34 | 2034-35 | 2035-36 | 2036-37 | 2037-38 | 2038-39 | 2039-40 | 2040-41 | 2041-42 | 2042-43 | 2043-44 | 2044-45 | 2045-46 | 2046-47 | 2047-48 | 2048-49 | 2049-50
VIC1 | Black Coal | 0 | 0 | 0 | 0 | 0 | 0 | 0 | 0 | 0 | 0 | 0 | 0 | 0 | 0 | 0 | 0 | 0 | 0 | 0 | 0 | 0 | 0 | 0 | 0 | 0 | 0
VIC1 | Brown Coal | 28224.2563 | 23440.9526 | 19988.0513 | 9082.5996 | 8362.6485 | 3190.9089 | 0.0019177 | 0.0010995 | 0.00091988 | 0.00040999 | 0 | 0 | 0 | 0 | 0 | 0 | 0 | 0 | 0 | 0 | 0 | 0 | 0 | 0 | 0 | 0
VIC1 | CCGT | 0 | 0 | 0 | 0 | 0 | 0 | 0 | 0 | 0 | 0 | 0 | 0 | 0 | 0 | 0 | 0 | 0 | 0 | 0 | 0 | 0 | 0 | 0 | 0 | 0 | 0
VIC1 | Gas - Steam | 5.8311 | 38.9775 | 2132.9517 | 1760.5035 | 2382.9563 | 1442.5688 | 1144.8833 | 1171.2457 | 1085.1001 | 855.5004 | 1067.6367 | 613.4943 | 634.7991 | 593.1951 | 645.3199 | 0 | 0 | 0 | 0 | 0 | 0 | 0 | 0 | 0 | 0 | 0
VIC1 | OCGT / Diesel | 1.6072 | 0.00021863 | 21.6057 | 909.6684 | 548.8426 | 677.2168 | 1150.7712 | 1321.8932 | 1292.2071 | 767.988 | 1764.5261 | 1051.5976 | 876.3279 | 1131.8356 | 802.5328 | 1867.4499 | 1456.9 | 2478.871 | 1244.623 | 3047.5853 | 2568.6751 | 2232.8781 | 2745.8802 | 1697.126 | 2823.7222 | 2166.0626
VIC1 | Hydro | 3356.4803 | 3457.7606 | 3271.9494 | 2739.8832 | 4103.1737 | 3429.3516 | 2966.914 | 2968.8864 | 2705.74 | 3293.3051 | 3408.2209 | 3244.5691 | 2714.2423 | 4092.1576 | 3418.921 | 2963.5623 | 2954.5262 | 2700.2187 | 3289.7229 | 3414.1216 | 3233.2897 | 2721.0724 | 4082.7406 | 3425.2117 | 2955.5812 | 2953.7234
VIC1 | Hydrogen Turbine | 0 | 0 | 0 | 0 | 0 | 0 | 0 | 0 | 0 | 0 | 0 | 0 | 0 | 0 | 0 | 0 | 0 | 0 | 0 | 0 | 0 | 0 | 0 | 0 | 0 | 0
VIC1 | Wind | 10964.6674 | 13450.1849 | 15172.2922 | 23475.7601 | 24350.4449 | 29660.2787 | 30604.5944 | 35573.0609 | 34197.5029 | 37173.9281 | 39162.7852 | 44451.693 | 48298.0727 | 47787.311 | 52402.7074 | 52347.1751 | 55522.484 | 50687.3237 | 52839.4666 | 53033.7975 | 55373.2518 | 55718.9589 | 52557.3601 | 55293.1965 | 52586.0101 | 55458.2002
VIC1 | Solar PV | 2183.2976 | 2411.7048 | 2384.6878 | 2739.6793 | 2598.2738 | 3024.5489 | 3188.9017 | 3098.6551 | 5820.6655 | 5812.0621 | 5475.297 | 5692.8233 | 5753.4775 | 5387.6131 | 5939.846 | 6695.0316 | 6344.807 | 9122.1737 | 9120.6369 | 9041.8131 | 9533.6609 | 9781.3619 | 9363.4886 | 9605.9218 | 10487.8287 | 9722.0357
VIC1 | Grid Battery | 144.1913 | 401.4941 | 672.8654 | 1184.1095 | 1293.1412 | 1389.5282 | 1444.6499 | 1705.4202 | 2017.4138 | 2042.0246 | 2240.5534 | 2269.3968 | 2279.8529 | 1937.2857 | 2003.0269 | 2014.2309 | 1859.2955 | 1950.3055 | 1931.894 | 1907.6245 | 1975.8407 | 2023.8909 | 1766.7031 | 1399.5365 | 1176.5566 | 1051.892
VIC1 | Pumped Hydro | 0 | 0 | 0 | 0 | 195.2856 | 199.0357 | 205.6816 | 213.0534 | 209.6339 | 190.6449 | 202.9443 | 199.2989 | 206.8295 | 192.0271 | 189.7937 | 199.7929 | 177.8649 | 196.1784 | 189.6106 | 197.4218 | 201.9784 | 206.6025 | 174.2835 | 149.2223 | 147.1957 | 132.4661
VIC1 | Coordinated CER storage | 84.6476 | 171.0059 | 287.3276 | 394.5874 | 423.55 | 637.4816 | 806.7471 | 940.6845 | 1152.8106 | 1375.8991 | 1607.3406 | 1930.5209 | 2271.7456 | 2158.8941 | 2577.4107 | 2876.6066 | 2992.6884 | 3540.6908 | 3827.4127 | 4222.3808 | 4700.7958 | 5366.2896 | 4804.5545 | 5301.5078 | 5780.27 | 5611.2336
Total excluding storage |  | 44964.9788 | 43372.0806 | 43931.7311 | 42286.7911 | 44258.3167 | 43650.9191 | 41513.1451 | 46992.9006 | 48481.0748 | 51511.3526 | 54929.3042 | 59453.3938 | 63035.3476 | 63280.3193 | 67979.5585 | 68963.8494 | 71308.5659 | 70675.7618 | 72443.3666 | 74864.7447 | 77587.4925 | 78051.0542 | 75495.0106 | 76871.7227 | 75957.1644 | 77095.6135
Region | Technology | 2024-25 | 2025-26 | 2026-27 | 2027-28 | 2028-29 | 2029-30 | 2030-31 | 2031-32 | 2032-33 | 2033-34 | 2034-35 | 2035-36 | 2036-37 | 2037-38 | 2038-39 | 2039-40 | 2040-41 | 2041-42 | 2042-43 | 2043-44 | 2044-45 | 2045-46 | 2046-47 | 2047-48 | 2048-49 | 2049-50
SA1 | Black Coal | 0 | 0 | 0 | 0 | 0 | 0 | 0 | 0 | 0 | 0 | 0 | 0 | 0 | 0 | 0 | 0 | 0 | 0 | 0 | 0 | 0 | 0 | 0 | 0 | 0 | 0
SA1 | Brown Coal | 0 | 0 | 0 | 0 | 0 | 0 | 0 | 0 | 0 | 0 | 0 | 0 | 0 | 0 | 0 | 0 | 0 | 0 | 0 | 0 | 0 | 0 | 0 | 0 | 0 | 0
SA1 | CCGT | 1019.8209 | 1534.681 | 1606.2486 | 2126.5986 | 1944.7928 | 1953.2205 | 2259.7852 | 1756.1579 | 1980.4213 | 2003.103 | 1839.1549 | 1555.4364 | 1375.8284 | 0.00092375 | 0.00090546 | 0.00089229 | 0.00087243 | 0.00087316 | 0.00088604 | 0.00087857 | 0.00083754 | 0.00084411 | 0.00085876 | 0.00085032 | 0.00084648 | 0.00082965
SA1 | Gas - Steam | 31.1904 | 265.7478 | 0 | 0 | 0 | 0 | 0 | 0 | 0 | 0 | 0 | 0 | 0 | 0 | 0 | 0 | 0 | 0 | 0 | 0 | 0 | 0 | 0 | 0 | 0 | 0
SA1 | OCGT / Diesel | 99.0076 | 8.5869 | 174.7469 | 1228.6464 | 793.2541 | 1123.5624 | 1189.9258 | 1204.7711 | 1269.3284 | 1179.213 | 1431.125 | 1288.9121 | 1220.2481 | 2248.496 | 2557.6619 | 3103.0754 | 2684.507 | 2955.0172 | 2328.8182 | 3164.8844 | 1825.56 | 1566.3542 | 1549.0749 | 1419.7831 | 1612.5019 | 1427.3792
SA1 | Hydro | 0 | 0 | 0 | 0 | 0 | 0 | 0 | 0 | 0 | 0 | 0 | 0 | 0 | 0 | 0 | 0 | 0 | 0 | 0 | 0 | 0 | 0 | 0 | 0 | 0 | 0
SA1 | Hydrogen Turbine | 0 | 3.1471e-05 | 9.0367 | 3.4987 | 2.1609 | 1.8836e-05 | 1.921e-05 | 1.938e-05 | 4.8716 | 2.528e-05 | 0.11838 | 9.5333 | 3.9914 | 4.531 | 4.9277e-05 | 14.9742 | 9.26 | 65.0777 | 19.2256 | 122.2864 | 100.5785 | 228.0081 | 335.8341 | 387.4349 | 451.5094 | 423.9888
SA1 | Wind | 6444.3442 | 6743.4188 | 9917.0072 | 9931.7135 | 11119.771 | 13905.4604 | 13921.5881 | 14897.7103 | 14660.1797 | 14665.2146 | 13848.9908 | 15702.5504 | 16410.9196 | 15702.3809 | 16030.4444 | 15008.1388 | 15866.3146 | 14629.8294 | 14796.5802 | 13764.0084 | 15572.4877 | 14533.7734 | 15376.7068 | 16509.474 | 16556.479 | 17761.209
SA1 | Solar PV | 1252.0087 | 1642.0521 | 2013.0738 | 2416.8368 | 2296.2829 | 2343.2775 | 2386.4955 | 2294.9867 | 2281.3501 | 2274.7552 | 2238.1401 | 2225.6697 | 2279.2371 | 3388.7841 | 3606.8353 | 3978.654 | 4595.9297 | 6959.7208 | 7771.7315 | 8384.8724 | 8096.6773 | 8525.7085 | 8970.3323 | 8885.3028 | 8828.3259 | 8469.8968
SA1 | Grid Battery | 210.4176 | 184.5527 | 205.9175 | 206.2459 | 186.5985 | 194.0749 | 187.0365 | 175.8444 | 176.684 | 180.6847 | 154.9978 | 150.7021 | 149.9712 | 140.5848 | 140.1591 | 145.9959 | 133.5425 | 1310.6806 | 1582.0065 | 1558.8094 | 1526.8569 | 1637.4301 | 1421.8174 | 1331.0468 | 1393.1184 | 1180.7577
SA1 | Pumped Hydro | 0 | 0 | 0 | 0 | 0.00070193 | 0.00074361 | 0.00082828 | 0.00088245 | 0.0013993 | 0.0013698 | 0.001439 | 0.0016808 | 0.0019073 | 0.0019046 | 0.0019651 | 0.0020475 | 0.0021206 | 0.0023965 | 0.0026343 | 0.002735 | 0.0034896 | 0.0035044 | 0.0033125 | 0.0034091 | 0.0034479 | 0.0035643
SA1 | Coordinated CER storage | 80.7469 | 101.1626 | 151.0493 | 196.6417 | 228.388 | 322.3819 | 398.1919 | 458.0167 | 559.9729 | 666.8802 | 734.1799 | 846.2647 | 960.9305 | 1021.2839 | 1157.866 | 1295.6273 | 1327.9668 | 1560.7332 | 1710.8548 | 1819.8027 | 1952.1077 | 2221.5831 | 2246.5617 | 2378.1629 | 2504.5433 | 2429.9025
Total excluding storage |  | 9137.5363 | 10480.2019 | 14077.08 | 16110.1816 | 16571.2488 | 19841.9783 | 20343.0237 | 20787.4879 | 20932.8093 | 20969.852 | 20246.7083 | 21779.0704 | 22401.1282 | 22506.0636 | 23492.9697 | 23546.4686 | 24617.5235 | 27481.0622 | 28209.2204 | 28814.6673 | 29074.2723 | 28712.8618 | 29900.3314 | 30911.2088 | 31346.4822 | 31693.1383
Region | Technology | 2024-25 | 2025-26 | 2026-27 | 2027-28 | 2028-29 | 2029-30 | 2030-31 | 2031-32 | 2032-33 | 2033-34 | 2034-35 | 2035-36 | 2036-37 | 2037-38 | 2038-39 | 2039-40 | 2040-41 | 2041-42 | 2042-43 | 2043-44 | 2044-45 | 2045-46 | 2046-47 | 2047-48 | 2048-49 | 2049-50
TAS1 | Black Coal | 0 | 0 | 0 | 0 | 0 | 0 | 0 | 0 | 0 | 0 | 0 | 0 | 0 | 0 | 0 | 0 | 0 | 0 | 0 | 0 | 0 | 0 | 0 | 0 | 0 | 0
TAS1 | Brown Coal | 0 | 0 | 0 | 0 | 0 | 0 | 0 | 0 | 0 | 0 | 0 | 0 | 0 | 0 | 0 | 0 | 0 | 0 | 0 | 0 | 0 | 0 | 0 | 0 | 0 | 0
TAS1 | CCGT | 0 | 0 | 0.00010046 | 0.00016072 | 0.00015543 | 0.00028608 | 0.00038146 | 0.00036604 | 0.00044336 | 0.00046459 | 0.00044466 | 0.00043912 | 0.00043265 | 0.00044072 | 0.00043656 | 0.00043699 | 0.00042897 | 0.00043062 | 0.00043391 | 0.00042612 | 0.00041581 | 0.00041083 | 0.00042798 | 0.00042196 | 0.00045952 | 0.00045633
TAS1 | Gas - Steam | 0 | 0 | 0 | 0 | 0 | 0 | 0 | 0 | 0 | 0 | 0 | 0 | 0 | 0 | 0 | 0 | 0 | 0 | 0 | 0 | 0 | 0 | 0 | 0 | 0 | 0
TAS1 | OCGT / Diesel | 7.8916e-05 | 8.7192e-05 | 0.0001007 | 0.68441 | 2.2693 | 1.164 | 32.9445 | 14.4344 | 20.4427 | 62.9638 | 107.9374 | 49.2671 | 46.8276 | 79.3072 | 20.5248 | 90.723 | 12.8452 | 24.7212 | 11.7924 | 8.3766 | 13.0641 | 9.9415 | 11.9601 | 2.1083 | 7.3129 | 6.3355
TAS1 | Hydro | 7452.5759 | 10587.7438 | 9657.8521 | 8898.1243 | 8884.9402 | 10651.7348 | 8273.8671 | 8636.7139 | 7663.1125 | 8652.1836 | 9699.3189 | 9213.172 | 8193.6988 | 9473.6802 | 8719.1629 | 8000.8538 | 7473.0827 | 7598.834 | 8180.3377 | 8705.596 | 8042.6023 | 8032.0844 | 8621.412 | 8115.6106 | 7982.2632 | 7186.3126
TAS1 | Hydrogen Turbine | 0 | 0 | 0 | 0 | 0 | 0 | 0 | 0 | 0 | 0 | 0 | 0 | 0 | 0 | 0 | 0 | 0 | 0 | 0 | 0 | 0 | 0 | 0 | 0 | 0 | 0
TAS1 | Wind | 1807.3244 | 2182.2005 | 3321.0454 | 4842.808 | 5630.1814 | 6466.8542 | 11068.4573 | 11963.4152 | 13771.6066 | 13999.1573 | 14545.0205 | 14662.9462 | 15508.8496 | 14690.5951 | 14848.4565 | 13714.3902 | 14313.5426 | 14160.5132 | 13593.3183 | 14290.0408 | 14291.3874 | 14972.9855 | 14412.0575 | 14706.588 | 13558.5253 | 14137.9809
TAS1 | Solar PV | 0 | 0.00025075 | 0.00026396 | 0.00025964 | 0.00024424 | 0.00033351 | 0.00036315 | 0.00033336 | 0.0004799 | 0.00057919 | 0.00053422 | 0.00055142 | 0.00054425 | 0.00053029 | 0.00067314 | 0.00098421 | 0.0010866 | 0.0018046 | 0.002006 | 0.0018438 | 0.0018346 | 0.0018602 | 0.0017516 | 0.001769 | 0.0034667 | 0.0031303
TAS1 | Grid Battery | 0 | 0.0010428 | 0.0011946 | 0.0014746 | 0.0016249 | 0.001728 | 0.0022388 | 0.0033762 | 0.0037836 | 0.0037132 | 0.0043249 | 0.0047612 | 0.005422 | 0.0059318 | 0.0063391 | 0.0074862 | 0.0086214 | 0.010394 | 0.010414 | 0.011733 | 0.014608 | 0.013736 | 0.013335 | 0.014762 | 0.01603 | 0.019135
TAS1 | Pumped Hydro | 0 | 0 | 0 | 0 | 0.0016544 | 0.0020078 | 152.8694 | 142.8096 | 489.8111 | 1407.3126 | 1451.965 | 1471.698 | 1532.1031 | 1487.2224 | 1382.3004 | 1454.9855 | 1356.9234 | 1494.7987 | 1487.2678 | 1457.3394 | 1559.4125 | 1550.2213 | 1307.8319 | 1262.4856 | 1169.4268 | 1030.58
TAS1 | Coordinated CER storage | 0.58186 | 2.5099 | 4.5824 | 8.386 | 12.291 | 21.0561 | 35.3622 | 48.6241 | 55.1735 | 70.1197 | 83.6015 | 94.3437 | 129.4705 | 125.1354 | 150.719 | 176.6685 | 188.3813 | 238.2377 | 252.0312 | 267.3564 | 299.3047 | 338.9042 | 303.8393 | 343.3201 | 342.4465 | 356.0926
Total excluding storage |  | 9260.4822 | 12772.4556 | 12983.4816 | 13750.0045 | 14529.6857 | 17140.8135 | 19563.5036 | 20806.0013 | 22000.1512 | 24191.7418 | 25887.8487 | 25491.4327 | 25410.9559 | 25855.9472 | 25121.171 | 23437.6299 | 23344.7853 | 23517.1174 | 23524.7602 | 24728.7233 | 24205.7879 | 24904.1529 | 24657.1163 | 24430.1297 | 23059.9948 | 22717.3243
Explicitly modelled pumping
Region | Technology | 2024-25 | 2025-26 | 2026-27 | 2027-28 | 2028-29 | 2029-30 | 2030-31 | 2031-32 | 2032-33 | 2033-34 | 2034-35 | 2035-36 | 2036-37 | 2037-38 | 2038-39 | 2039-40 | 2040-41 | 2041-42 | 2042-43 | 2043-44 | 2044-45 | 2045-46 | 2046-47 | 2047-48 | 2048-49 | 2049-50
NEM | Grid Battery pump | 804.6515 | 1237.3269 | 1608.732 | 3094.1239 | 3026.096 | 3283.2476 | 3336.7533 | 3613.3518 | 3970.0501 | 4008.3231 | 4144.2177 | 4724.1359 | 4732.2725 | 4263.5932 | 4519.7566 | 6258.6378 | 6108.2478 | 12045.7156 | 15472.4084 | 15022.5409 | 15079.404 | 16128.2667 | 13617.4752 | 12641.7275 | 13480.4271 | 12667.8957
NEM | Pumped Hydro Pump | 2341.7921 | 3392.1841 | 3884.803 | 3590.1856 | 7074.5805 | 10055.5101 | 18089.0544 | 19543.6352 | 19261.8218 | 21747.3573 | 21174.7979 | 21760.8584 | 21840.9791 | 21038.0594 | 20309.6481 | 20292.0417 | 19179.3791 | 20051.6203 | 20494.0595 | 18824.0308 | 19813.9503 | 20163.1463 | 18343.0274 | 16467.4258 | 15098.874 | 13679.6405
NEM | Coordinated CER storage pump | 412.1035 | 755.7683 | 1246.9374 | 1793.0226 | 2144.0417 | 3265.6748 | 4171.8424 | 5070.8903 | 6239.5651 | 7509.6375 | 8575.8089 | 10207.9487 | 11801.4527 | 12151.5391 | 14619.2046 | 16052.9178 | 17184.9742 | 19586.1432 | 21420.0311 | 22900.1983 | 25431.5386 | 28336.7984 | 27675.5788 | 30519.0762 | 31828.7959 | 32573.5384
Region | Technology | 2024-25 | 2025-26 | 2026-27 | 2027-28 | 2028-29 | 2029-30 | 2030-31 | 2031-32 | 2032-33 | 2033-34 | 2034-35 | 2035-36 | 2036-37 | 2037-38 | 2038-39 | 2039-40 | 2040-41 | 2041-42 | 2042-43 | 2043-44 | 2044-45 | 2045-46 | 2046-47 | 2047-48 | 2048-49 | 2049-50
NSW1 | Grid Battery pump | 187.3952 | 353.6937 | 372.8382 | 1247.7815 | 1100.5952 | 1214.2706 | 1222.0255 | 1196.8953 | 1184.1954 | 1192.2305 | 1125.7279 | 1169.7775 | 1142.8822 | 1035.3958 | 1121.8876 | 1123.7478 | 1070.8168 | 1204.1581 | 1199.6124 | 1131.3069 | 1226.9494 | 1254.1833 | 1113.4207 | 413.3009 | 1570.1365 | 1445.4435
NSW1 | Pumped Hydro Pump | 1350.7077 | 1848.4843 | 2260.5458 | 2071.9041 | 5557.6775 | 8373.2532 | 11269.2461 | 11977.2303 | 11520.1929 | 12163.5298 | 11726.8027 | 12524.392 | 12460.4466 | 12330.8887 | 10947.8634 | 11211.0674 | 10300.0828 | 11253.3402 | 11611.5672 | 10198.7017 | 10907.8879 | 11143.2697 | 10764.799 | 9094.2432 | 8491.2171 | 7644.9286
NSW1 | Coordinated CER storage pump | 139.7168 | 270.5957 | 456.8394 | 681.5491 | 844.0193 | 1272.9059 | 1652.8579 | 2006.9036 | 2455.4934 | 2969.7056 | 3373.7493 | 4087.8881 | 4647.7348 | 4883.7873 | 5969.9811 | 6557.5127 | 6938.327 | 7846.8728 | 8367.5801 | 8854.5357 | 10016.6528 | 10994.7309 | 10993.6345 | 12112.2959 | 12556.0567 | 12812.2632
Region | Technology | 2024-25 | 2025-26 | 2026-27 | 2027-28 | 2028-29 | 2029-30 | 2030-31 | 2031-32 | 2032-33 | 2033-34 | 2034-35 | 2035-36 | 2036-37 | 2037-38 | 2038-39 | 2039-40 | 2040-41 | 2041-42 | 2042-43 | 2043-44 | 2044-45 | 2045-46 | 2046-47 | 2047-48 | 2048-49 | 2049-50
QLD1 | Grid Battery pump | 196.135 | 189.2691 | 200.2852 | 201.363 | 183.719 | 199.4863 | 189.0207 | 194.617 | 197.8129 | 195.4325 | 187.3243 | 703.3929 | 721.4731 | 775.9497 | 858.928 | 2595.1237 | 2676.2974 | 6974.1889 | 10075.761 | 9773.9659 | 9687.5179 | 10503.5703 | 8724.973 | 8962.0917 | 8858.1044 | 8560.1237
QLD1 | Pumped Hydro Pump | 991.0844 | 1543.6998 | 1624.2571 | 1518.2815 | 1259.9452 | 1417.5911 | 6350.8025 | 7095.1869 | 6815.4978 | 7481.7466 | 7272.3356 | 7044.2158 | 7062.641 | 6525.0696 | 7275.1902 | 6924.0582 | 6825.1231 | 6594.4122 | 6660.2251 | 6466.3011 | 6599.5967 | 6671.7084 | 5664.6256 | 5479.1143 | 4911.8077 | 4504.3831
QLD1 | Coordinated CER storage pump | 77.3497 | 161.4298 | 269.8618 | 404.1614 | 520.4591 | 837.7083 | 1060.8443 | 1359.9828 | 1703.2348 | 2054.2977 | 2346.952 | 2746.311 | 3197.7238 | 3379.6754 | 4060.8712 | 4395.6425 | 4920.2981 | 5478.9161 | 6214.519 | 6640.3566 | 7241.1501 | 7985.2537 | 8063.0514 | 8928.4035 | 9162.5867 | 9882.1825
Region | Technology | 2024-25 | 2025-26 | 2026-27 | 2027-28 | 2028-29 | 2029-30 | 2030-31 | 2031-32 | 2032-33 | 2033-34 | 2034-35 | 2035-36 | 2036-37 | 2037-38 | 2038-39 | 2039-40 | 2040-41 | 2041-42 | 2042-43 | 2043-44 | 2044-45 | 2045-46 | 2046-47 | 2047-48 | 2048-49 | 2049-50
VIC1 | Grid Battery pump | 171.781 | 474.4217 | 791.601 | 1399.2496 | 1520.725 | 1638.2346 | 1704.1265 | 2012.9123 | 2377.9293 | 2405.9753 | 2647.2334 | 2671.956 | 2689.7405 | 2285.297 | 2371.8716 | 2366.9362 | 2201.9387 | 2291.1344 | 2286.745 | 2243.5805 | 2326.7768 | 2395.1169 | 2074.0558 | 1656.99 | 1380.8318 | 1240.008
VIC1 | Pumped Hydro Pump | 0 | 0 | 0 | 0 | 256.9547 | 264.6621 | 267.8607 | 282.3177 | 274.1523 | 252.0501 | 266.6293 | 261.134 | 273.7421 | 251.0692 | 250.4812 | 262.1327 | 237.042 | 255.1203 | 252.3312 | 256.922 | 265.7611 | 274.8546 | 226.3111 | 199.3544 | 190.6693 | 174.2975
VIC1 | Coordinated CER storage pump | 99.5854 | 201.4425 | 337.4798 | 465.4633 | 497.0513 | 749.9784 | 949.1142 | 1107.8663 | 1356.782 | 1618.3315 | 1893.3117 | 2267.5387 | 2672.642 | 2539.8753 | 3044.4587 | 3372.0318 | 3536.059 | 4150.2692 | 4521.4323 | 4954.9417 | 5524.3191 | 6337.6704 | 5628.0281 | 6265.6088 | 6771.7764 | 6601.4514
Region | Technology | 2024-25 | 2025-26 | 2026-27 | 2027-28 | 2028-29 | 2029-30 | 2030-31 | 2031-32 | 2032-33 | 2033-34 | 2034-35 | 2035-36 | 2036-37 | 2037-38 | 2038-39 | 2039-40 | 2040-41 | 2041-42 | 2042-43 | 2043-44 | 2044-45 | 2045-46 | 2046-47 | 2047-48 | 2048-49 | 2049-50
SA1 | Grid Battery pump | 249.3403 | 219.9412 | 244.0061 | 245.728 | 221.055 | 231.2541 | 221.5779 | 208.9232 | 210.1079 | 214.6805 | 183.9269 | 179.0039 | 178.1702 | 166.9435 | 167.0618 | 172.8211 | 159.1848 | 1576.2219 | 1910.2776 | 1873.6736 | 1838.1425 | 1975.3799 | 1705.0098 | 1609.3274 | 1671.3354 | 1422.2977
SA1 | Pumped Hydro Pump | 0 | 0 | 0 | 0 | 0.00092361 | 0.00098304 | 0.0010861 | 0.001162 | 0.001843 | 0.0018033 | 0.0018896 | 0.002211 | 0.0025136 | 0.002502 | 0.0025929 | 0.0026869 | 0.0028028 | 0.0031408 | 0.0034777 | 0.0035905 | 0.0045942 | 0.0046249 | 0.0043386 | 0.0045062 | 0.0045162 | 0.0046961
SA1 | Coordinated CER storage pump | 94.7671 | 119.3486 | 177.3712 | 231.9394 | 268.0955 | 380.3104 | 467.4234 | 538.8432 | 658.9951 | 785.0402 | 863.062 | 995.6055 | 1131.0339 | 1200.983 | 1366.577 | 1519.8856 | 1567.6083 | 1830.8622 | 2018.6612 | 2135.6776 | 2298.7743 | 2618.6233 | 2635.2162 | 2806.706 | 2937.6539 | 2858.7088
Region | Technology | 2024-25 | 2025-26 | 2026-27 | 2027-28 | 2028-29 | 2029-30 | 2030-31 | 2031-32 | 2032-33 | 2033-34 | 2034-35 | 2035-36 | 2036-37 | 2037-38 | 2038-39 | 2039-40 | 2040-41 | 2041-42 | 2042-43 | 2043-44 | 2044-45 | 2045-46 | 2046-47 | 2047-48 | 2048-49 | 2049-50
TAS1 | Grid Battery pump | 0 | 0.0012399 | 0.0014193 | 0.0017536 | 0.0019305 | 0.0020543 | 0.0026605 | 0.0040161 | 0.0044998 | 0.0044126 | 0.005145 | 0.0056556 | 0.00645 | 0.0070488 | 0.0075407 | 0.0088954 | 0.010256 | 0.012353 | 0.012392 | 0.013953 | 0.017352 | 0.016345 | 0.015838 | 0.017564 | 0.01904 | 0.022755
TAS1 | Pumped Hydro Pump | 0 | 0 | 0 | 0 | 0.0021775 | 0.0026632 | 201.144 | 188.8991 | 651.9769 | 1850.029 | 1909.0284 | 1931.1144 | 2044.1471 | 1931.0294 | 1836.1107 | 1894.7807 | 1817.1284 | 1948.7444 | 1969.9326 | 1902.1024 | 2040.7 | 2073.3089 | 1687.2874 | 1694.7094 | 1505.1755 | 1356.0266
TAS1 | Coordinated CER storage pump | 0.68454 | 2.9517 | 5.3852 | 9.9093 | 14.4165 | 24.7718 | 41.6026 | 57.2944 | 65.0597 | 82.2625 | 98.7339 | 110.6054 | 152.3182 | 147.2181 | 177.3165 | 207.8452 | 222.6818 | 279.2229 | 297.8385 | 314.6867 | 350.6423 | 400.5201 | 355.6486 | 406.062 | 400.7222 | 418.9325

## Marinus_S2_Capacity
Installed capacity by technology (MW) - Marinus_S2, Step Change scenario
Capacity calculated on 1 July. In early study years some wind and solar projects enter later in the financial year and are therefore reflected in the following financial year's capacity.
Explicitly modelled generation
Region | Technology | 2024-25 | 2025-26 | 2026-27 | 2027-28 | 2028-29 | 2029-30 | 2030-31 | 2031-32 | 2032-33 | 2033-34 | 2034-35 | 2035-36 | 2036-37 | 2037-38 | 2038-39 | 2039-40 | 2040-41 | 2041-42 | 2042-43 | 2043-44 | 2044-45 | 2045-46 | 2046-47 | 2047-48 | 2048-49 | 2049-50
NEM | Black Coal | 16456 | 16456 | 13576 | 9014.1272 | 8050.9419 | 5487.6808 | 4633.9991 | 3798.6639 | 3798.6598 | 2182.6004 | 2182.6004 | 1521.8675 | 1521.8656 | 1521.8653 | 0.0010859 | 0.0010821 | 0.00012964 | 0 | 0 | 0 | 0 | 0 | 0 | 0 | 0 | 0
NEM | Brown Coal | 4835 | 4835 | 4835 | 1638.4335 | 1638.4333 | 580 | 0.00012278 | 0 | 0 | 0 | 0 | 0 | 0 | 0 | 0 | 0 | 0 | 0 | 0 | 0 | 0 | 0 | 0 | 0 | 0 | 0
NEM | CCGT | 2954.9 | 2954.9 | 2774.9 | 2774.9003 | 2774.9004 | 2774.9004 | 2774.9005 | 2774.9005 | 2774.9005 | 2774.9005 | 2774.9005 | 2774.9005 | 2389.9005 | 1860.9005 | 1860.9005 | 1716.5005 | 1716.5005 | 1716.5005 | 1716.5005 | 1276.5005 | 1276.5005 | 632.0005 | 388.0005 | 388.0005 | 388.0005 | 388.0005
NEM | Gas - Steam | 1300 | 1300 | 500 | 500 | 500 | 500 | 500 | 500 | 500 | 500 | 500 | 500 | 500 | 500 | 500 | 0 | 0 | 0 | 0 | 0 | 0 | 0 | 0 | 0 | 0 | 0
NEM | OCGT / Diesel | 8132.159 | 8132.159 | 8132.159 | 8132.165 | 8132.1657 | 8132.1657 | 7749.6657 | 7749.6657 | 7568.8406 | 6975.3406 | 7229.8307 | 8656.7062 | 8831.8963 | 10845.0809 | 10845.0809 | 10405.0811 | 10285.0811 | 10648.089 | 10554.0891 | 11412.9172 | 11509.791 | 11509.791 | 10806.791 | 10222.791 | 12222.3173 | 11703.3173
NEM | Hydro | 7705.32 | 7705.32 | 7705.32 | 7705.32 | 7705.32 | 7705.32 | 7705.32 | 7705.32 | 7705.32 | 7705.32 | 7705.32 | 7705.32 | 7705.32 | 7618.92 | 7618.92 | 7618.92 | 7618.92 | 7618.92 | 7552.92 | 7552.92 | 7552.92 | 7552.92 | 7552.92 | 7552.92 | 7552.92 | 7552.92
NEM | Hydrogen Turbine | 0 | 200 | 400 | 400 | 400 | 400 | 400 | 400 | 400 | 400 | 400 | 400 | 400 | 400 | 400 | 400 | 400 | 400 | 400 | 400 | 400 | 400 | 400 | 400 | 400 | 400
NEM | Wind | 11633.548 | 19168.8348 | 23653.2455 | 26806.7913 | 35471.4684 | 39702.6789 | 42177.336 | 44149.229 | 49399.622 | 54273.7504 | 55314.3988 | 56375.3018 | 59856.3367 | 62298.8743 | 62572.582 | 63403.1808 | 63134.6704 | 63472.9574 | 64527.4419 | 63648.4525 | 62953.6693 | 62909.6999 | 65995.6222 | 66566.4218 | 67449.9595 | 66737.5362
NEM | Solar PV | 10219.991 | 11900.991 | 11900.9914 | 12038.1749 | 13008.1151 | 15754.6702 | 17116.324 | 18534.0206 | 20044.646 | 22507.3121 | 22836.7664 | 23018.9535 | 23267.5203 | 28944.6356 | 33454.502 | 35467.9153 | 40251.4661 | 44891.1554 | 50197.2639 | 52914.0229 | 52390.3501 | 54865.6913 | 61593.3509 | 61475.0846 | 65559.0039 | 70978.2307
NEM | Grid Battery | 1221.4 | 1431.4034 | 1781.4045 | 2519.7203 | 2954.1141 | 2954.5834 | 3230.2838 | 3532.3848 | 3816.6074 | 4078.6076 | 5377.5174 | 5581.5116 | 5531.5125 | 5589.5911 | 5589.5913 | 6326.9041 | 6343.0505 | 8512.4658 | 9763.1532 | 9505.1536 | 9505.1577 | 9570.0875 | 9570.087 | 8831.7725 | 9170.364 | 9149.8966
NEM | Pumped Hydro | 810 | 1060 | 1060 | 1060 | 2830.3019 | 2830.3021 | 6949.4122 | 6949.4122 | 7151.8066 | 7618.3013 | 7618.3014 | 7618.3023 | 7618.3025 | 7691.1695 | 7691.1695 | 7691.1696 | 7691.1696 | 7696.4421 | 7696.4424 | 7696.4425 | 7696.4429 | 7696.443 | 7696.4431 | 7696.4431 | 7696.4448 | 7696.4449
NEM | Coordinated CER storage | 465.4 | 865.1 | 1338.8 | 1937.1 | 2620.4 | 3743.8 | 4770.56 | 5846.4999 | 7042.35 | 8361.45 | 9839.51 | 11464.66 | 12977.3898 | 14627.4599 | 16413.7502 | 18060.0897 | 19750.6799 | 21472.39 | 23272.06 | 25126.7602 | 27101.79 | 29164.1801 | 31151.9003 | 33201.5701 | 35298.1697 | 37297.0608
Total excluding storage |  | 65733.718 | 76009.7082 | 77657.8203 | 74526.7324 | 86086.1608 | 90566.1016 | 98007.8014 | 101940.0965 | 110202.7529 | 117377.583 | 121779.1456 | 125617.5234 | 130600.0442 | 141898.4971 | 146946.4976 | 151089.7621 | 157191.5382 | 166428.9202 | 175679.8709 | 179533.1694 | 180386.6215 | 184300.8133 | 195155.1149 | 196335.0037 | 205737.1798 | 211903.4069
Region | Technology | 2024-25 | 2025-26 | 2026-27 | 2027-28 | 2028-29 | 2029-30 | 2030-31 | 2031-32 | 2032-33 | 2033-34 | 2034-35 | 2035-36 | 2036-37 | 2037-38 | 2038-39 | 2039-40 | 2040-41 | 2041-42 | 2042-43 | 2043-44 | 2044-45 | 2045-46 | 2046-47 | 2047-48 | 2048-49 | 2049-50
NSW1 | Black Coal | 8330 | 8330 | 5450 | 4542.8883 | 3579.7031 | 1782.8913 | 1782.8887 | 1782.8835 | 1782.8835 | 1389.9999 | 1389.9999 | 730.0023 | 730.0003 | 730.0001 | 0.00038279 | 0.00038231 | 0 | 0 | 0 | 0 | 0 | 0 | 0 | 0 | 0 | 0
NSW1 | Brown Coal | 0 | 0 | 0 | 0 | 0 | 0 | 0 | 0 | 0 | 0 | 0 | 0 | 0 | 0 | 0 | 0 | 0 | 0 | 0 | 0 | 0 | 0 | 0 | 0 | 0 | 0
NSW1 | CCGT | 440 | 440 | 440 | 440.0001 | 440.0002 | 440.0002 | 440.0002 | 440.0002 | 440.0002 | 440.0002 | 440.0002 | 440.0002 | 440.0002 | 440.0002 | 440.0002 | 440.0002 | 440.0002 | 440.0002 | 440.0002 | 0.00017328 | 0.00017329 | 0.00017329 | 0.0001733 | 0.00017331 | 0.00017333 | 0.00017335
NSW1 | Gas - Steam | 0 | 0 | 0 | 0 | 0 | 0 | 0 | 0 | 0 | 0 | 0 | 0 | 0 | 0 | 0 | 0 | 0 | 0 | 0 | 0 | 0 | 0 | 0 | 0 | 0 | 0
NSW1 | OCGT / Diesel | 2638.999 | 2638.999 | 2638.999 | 2638.999 | 2638.9991 | 2638.9991 | 2638.9991 | 2638.9991 | 2638.9993 | 2638.9993 | 2638.9993 | 2638.9996 | 2639.0001 | 3451.065 | 3451.065 | 3451.065 | 3451.065 | 3451.065 | 3451.065 | 3451.065 | 2602.066 | 2602.066 | 2602.066 | 2602.066 | 2602.0661 | 2602.0661
NSW1 | Hydro | 2525 | 2525 | 2525 | 2525 | 2525 | 2525 | 2525 | 2525 | 2525 | 2525 | 2525 | 2525 | 2525 | 2525 | 2525 | 2525 | 2525 | 2525 | 2525 | 2525 | 2525 | 2525 | 2525 | 2525 | 2525 | 2525
NSW1 | Hydrogen Turbine | 0 | 0 | 0 | 0 | 0 | 0 | 0 | 0 | 0 | 0 | 0 | 0 | 0 | 0 | 0 | 0 | 0 | 0 | 0 | 0 | 0 | 0 | 0 | 0 | 0 | 0
NSW1 | Wind | 2616.72 | 6923.8568 | 7476.9057 | 8088.8507 | 11402.4224 | 12334.5603 | 12748.9907 | 13176.5616 | 14598.4972 | 14740.4506 | 15215.6536 | 15252.666 | 15971.5486 | 16049.5707 | 15847.0936 | 16004.3925 | 16063.1821 | 16401.4691 | 16778.4918 | 16357.7861 | 16511.0991 | 17072.8741 | 16925.1122 | 16925.1126 | 17376.7298 | 17402.3556
NSW1 | Solar PV | 4365.013 | 5267.013 | 5267.0132 | 5267.0142 | 6177.9851 | 8924.5397 | 8924.5398 | 9097.37 | 9097.37 | 10237.0242 | 10237.0242 | 10237.0242 | 10237.0242 | 13401.961 | 15875.956 | 16178.5906 | 16666.3367 | 17009.7136 | 17764.6182 | 19464.2841 | 19464.2841 | 19856.0429 | 22869.6559 | 23129.9628 | 26297.944 | 28638.7977
NSW1 | Grid Battery | 52 | 262.0016 | 262.0016 | 587.0013 | 587.0013 | 587.0013 | 587.0014 | 587.0014 | 587.0024 | 587.0025 | 587.0025 | 587.0032 | 537.0036 | 537.004 | 537.004 | 537.0046 | 537.0047 | 576.9068 | 585.7889 | 585.7889 | 585.7896 | 585.7891 | 585.7892 | 260.7895 | 806.0049 | 806.005
NSW1 | Pumped Hydro | 240 | 240 | 240 | 240 | 1915 | 1915 | 3955 | 3955 | 3955 | 3955 | 3955.0001 | 3955.0001 | 3955.0002 | 4027.8605 | 4027.8605 | 4027.8605 | 4027.8605 | 4027.8605 | 4027.8605 | 4027.8606 | 4027.8606 | 4027.8606 | 4027.8606 | 4027.8606 | 4027.8612 | 4027.8612
NSW1 | Coordinated CER storage | 160.2 | 310.8 | 499 | 735.4 | 1008 | 1443.5 | 1832.4599 | 2240.3499 | 2695.01 | 3194.3 | 3759.82 | 4368.9499 | 4937.3198 | 5552.1099 | 6216.8202 | 6811.0598 | 7416.0199 | 8029.21 | 8672.4299 | 9332.17 | 10033.6299 | 10758.6199 | 11452.2402 | 12166.3804 | 12888.2395 | 13570.7505
Total excluding storage |  | 21367.932 | 26937.6703 | 24798.9194 | 25065.1536 | 30274.1113 | 32591.492 | 35434.8798 | 36443.1659 | 38319.7628 | 39707.7767 | 40748.4997 | 40734.6455 | 41971.8969 | 46714.5713 | 48920.7998 | 49974.9735 | 51126.4691 | 52461.2251 | 54245.2544 | 55743.9548 | 55749.7294 | 57428.2528 | 60987.7243 | 61637.172 | 66523.8456 | 69572.8362
Region | Technology | 2024-25 | 2025-26 | 2026-27 | 2027-28 | 2028-29 | 2029-30 | 2030-31 | 2031-32 | 2032-33 | 2033-34 | 2034-35 | 2035-36 | 2036-37 | 2037-38 | 2038-39 | 2039-40 | 2040-41 | 2041-42 | 2042-43 | 2043-44 | 2044-45 | 2045-46 | 2046-47 | 2047-48 | 2048-49 | 2049-50
QLD1 | Black Coal | 8126 | 8126 | 8126 | 4471.2389 | 4471.2388 | 3704.7895 | 2851.1103 | 2015.7804 | 2015.7763 | 792.6005 | 792.6005 | 791.8652 | 791.8652 | 791.8652 | 0.00070313 | 0.0006998 | 0.00012964 | 0 | 0 | 0 | 0 | 0 | 0 | 0 | 0 | 0
QLD1 | Brown Coal | 0 | 0 | 0 | 0 | 0 | 0 | 0 | 0 | 0 | 0 | 0 | 0 | 0 | 0 | 0 | 0 | 0 | 0 | 0 | 0 | 0 | 0 | 0 | 0 | 0 | 0
QLD1 | CCGT | 1597.9 | 1597.9 | 1597.9 | 1597.9 | 1597.9001 | 1597.9001 | 1597.9001 | 1597.9001 | 1597.9002 | 1597.9002 | 1597.9002 | 1597.9002 | 1212.9002 | 1212.9002 | 1212.9002 | 1068.5002 | 1068.5002 | 1068.5002 | 1068.5002 | 1068.5002 | 1068.5002 | 424.0002 | 180.0002 | 180.0002 | 180.0002 | 180.0002
QLD1 | Gas - Steam | 0 | 0 | 0 | 0 | 0 | 0 | 0 | 0 | 0 | 0 | 0 | 0 | 0 | 0 | 0 | 0 | 0 | 0 | 0 | 0 | 0 | 0 | 0 | 0 | 0 | 0
QLD1 | OCGT / Diesel | 1954.5 | 1954.5 | 1954.5 | 1954.5 | 1954.5006 | 1954.5006 | 1954.5006 | 1954.5006 | 1954.5006 | 1531.0006 | 1785.4905 | 2543.9447 | 2719.1344 | 3405.3295 | 3405.3295 | 3405.3295 | 3405.3295 | 3405.3295 | 3405.3295 | 3405.3295 | 3405.3296 | 3405.3296 | 2856.3296 | 2856.3296 | 4855.8557 | 4336.8557
QLD1 | Hydro | 152.4 | 152.4 | 152.4 | 152.4 | 152.4 | 152.4 | 152.4 | 152.4 | 152.4 | 152.4 | 152.4 | 152.4 | 152.4 | 66 | 66 | 66 | 66 | 66 | 0 | 0 | 0 | 0 | 0 | 0 | 0 | 0
QLD1 | Hydrogen Turbine | 0 | 0 | 200 | 200 | 200 | 200 | 200 | 200 | 200 | 200 | 200 | 200 | 200 | 200 | 200 | 200 | 200 | 200 | 200 | 200 | 200 | 200 | 200 | 200 | 200 | 200
QLD1 | Wind | 1922.408 | 3606.5066 | 6393.4441 | 6393.4441 | 9703.7144 | 10756.2828 | 11043.5758 | 12044.2003 | 13972.0401 | 18115.9414 | 18206.3869 | 18206.3882 | 19548.9965 | 20980.7082 | 20980.7082 | 20980.7082 | 20980.7082 | 20980.7082 | 21041.1341 | 20873.8367 | 20420.9467 | 20530.5606 | 22851.0833 | 22851.0838 | 22917.459 | 22917.4591
QLD1 | Solar PV | 4013.785 | 4013.785 | 4013.785 | 4013.7853 | 4019.687 | 4019.6875 | 5381.3412 | 6632.3274 | 6881.3855 | 8204.3973 | 8533.8516 | 8716.0387 | 8964.6055 | 10629.005 | 12331.4842 | 13158.2508 | 16899.3915 | 18268.8506 | 22078.9023 | 22380.4394 | 22196.2263 | 24318.2917 | 26367.4984 | 26068.1253 | 26013.1423 | 29453.9484
QLD1 | Grid Battery | 258 | 258.0005 | 258.0009 | 258.0009 | 258.0026 | 258.0026 | 258.0026 | 258.0027 | 258.0097 | 258.0098 | 258.0196 | 462.0126 | 462.0126 | 520.0901 | 520.0902 | 1257.402 | 1273.5477 | 3050.2396 | 4131.0084 | 4131.0086 | 4131.009 | 4205.9404 | 4205.9402 | 4205.9404 | 4484.5076 | 4484.5078
QLD1 | Pumped Hydro | 570 | 820 | 820 | 820 | 820.0075 | 820.0075 | 2818.0075 | 2818.0075 | 2818.0076 | 2818.0076 | 2818.0076 | 2818.0082 | 2818.0083 | 2818.0149 | 2818.0149 | 2818.0149 | 2818.0149 | 2818.015 | 2818.0151 | 2818.0151 | 2818.0151 | 2818.0153 | 2818.0153 | 2818.0153 | 2818.0165 | 2818.0165
QLD1 | Coordinated CER storage | 85.4 | 183.3 | 289.4 | 430.3 | 601.6 | 901.9 | 1177.55 | 1461.7299 | 1774.5 | 2117.5201 | 2483.08 | 2898.57 | 3267.2099 | 3669.6901 | 4111.41 | 4524.47 | 4954.68 | 5393.3202 | 5848.2101 | 6316.2301 | 6807.3 | 7324.3101 | 7824.95 | 8342.24 | 8877.77 | 9386.2703
Total excluding storage |  | 18680.393 | 20712.3921 | 23805.4299 | 20291.5691 | 23779.051 | 24365.4706 | 27434.3882 | 29134.8488 | 31624.5199 | 35787.7775 | 36827.7369 | 38387.1278 | 40137.1326 | 44293.6033 | 45645.9378 | 47478.6763 | 51666.1722 | 55250.9633 | 60591.0997 | 61193.3596 | 61047.3269 | 63226.4478 | 67303.817 | 67521.7345 | 70346.7513 | 73777.0579
Region | Technology | 2024-25 | 2025-26 | 2026-27 | 2027-28 | 2028-29 | 2029-30 | 2030-31 | 2031-32 | 2032-33 | 2033-34 | 2034-35 | 2035-36 | 2036-37 | 2037-38 | 2038-39 | 2039-40 | 2040-41 | 2041-42 | 2042-43 | 2043-44 | 2044-45 | 2045-46 | 2046-47 | 2047-48 | 2048-49 | 2049-50
VIC1 | Black Coal | 0 | 0 | 0 | 0 | 0 | 0 | 0 | 0 | 0 | 0 | 0 | 0 | 0 | 0 | 0 | 0 | 0 | 0 | 0 | 0 | 0 | 0 | 0 | 0 | 0 | 0
VIC1 | Brown Coal | 4835 | 4835 | 4835 | 1638.4335 | 1638.4333 | 580 | 0.00012278 | 0 | 0 | 0 | 0 | 0 | 0 | 0 | 0 | 0 | 0 | 0 | 0 | 0 | 0 | 0 | 0 | 0 | 0 | 0
VIC1 | CCGT | 0 | 0 | 0 | 0 | 0 | 0 | 0 | 0 | 0 | 0 | 0 | 0 | 0 | 0 | 0 | 0 | 0 | 0 | 0 | 0 | 0 | 0 | 0 | 0 | 0 | 0
VIC1 | Gas - Steam | 500 | 500 | 500 | 500 | 500 | 500 | 500 | 500 | 500 | 500 | 500 | 500 | 500 | 500 | 500 | 0 | 0 | 0 | 0 | 0 | 0 | 0 | 0 | 0 | 0 | 0
VIC1 | OCGT / Diesel | 1900 | 1900 | 1900 | 1900.0058 | 1900.0058 | 1900.0058 | 1900.0058 | 1900.0058 | 1900.0058 | 1730.0058 | 1730.0058 | 1983.6691 | 1983.6691 | 1983.6693 | 1983.6693 | 1543.6693 | 1543.6693 | 1906.677 | 1812.677 | 2671.505 | 3827.3771 | 3827.3771 | 3827.3771 | 3243.3771 | 3243.3771 | 3243.3771
VIC1 | Hydro | 2279.02 | 2279.02 | 2279.02 | 2279.02 | 2279.02 | 2279.02 | 2279.02 | 2279.02 | 2279.02 | 2279.02 | 2279.02 | 2279.02 | 2279.02 | 2279.02 | 2279.02 | 2279.02 | 2279.02 | 2279.02 | 2279.02 | 2279.02 | 2279.02 | 2279.02 | 2279.02 | 2279.02 | 2279.02 | 2279.02
VIC1 | Hydrogen Turbine | 0 | 0 | 0 | 0 | 0 | 0 | 0 | 0 | 0 | 0 | 0 | 0 | 0 | 0 | 0 | 0 | 0 | 0 | 0 | 0 | 0 | 0 | 0 | 0 | 0 | 0
VIC1 | Wind | 4181.36 | 5269.36 | 5646.9573 | 7917.4082 | 9068.2725 | 9984.4099 | 10484.4099 | 10984.4099 | 11737.1677 | 12350.6677 | 12825.6677 | 13825.6675 | 14825.6677 | 15758.4679 | 16338.4679 | 17338.4677 | 17050.1677 | 17050.1677 | 17540.3153 | 17463.1889 | 17151.189 | 16772.0751 | 16772.0751 | 17003.407 | 17175.2556 | 16437.2058
VIC1 | Solar PV | 1171.573 | 1563.573 | 1563.573 | 1563.5742 | 1563.5754 | 1563.5754 | 1563.5754 | 1563.5754 | 2825.1425 | 2825.1425 | 2825.1425 | 2825.1425 | 2825.1425 | 2969.985 | 3224.4834 | 3864.5312 | 3864.5316 | 5636.9054 | 5644.3835 | 5964.3545 | 5894.8948 | 5863.7918 | 6254.4562 | 6254.4562 | 7161.5927 | 6907.1596
VIC1 | Grid Battery | 377.33 | 377.3305 | 727.3309 | 1140.6463 | 1575.0384 | 1575.5075 | 1881.2076 | 2183.3076 | 2467.5076 | 2729.5076 | 4053.4075 | 4053.4075 | 4053.4075 | 4053.4075 | 4053.4075 | 4053.4075 | 4053.4075 | 3753.4075 | 3753.4075 | 3753.4075 | 3753.4075 | 3753.4071 | 3753.4068 | 3340.0915 | 2905.6995 | 2885.2303
VIC1 | Pumped Hydro | 0 | 0 | 0 | 0 | 95.2934 | 95.2934 | 95.2934 | 95.2934 | 95.2934 | 95.2934 | 95.2934 | 95.2935 | 95.2936 | 95.2936 | 95.2936 | 95.2936 | 95.2936 | 95.2938 | 95.2938 | 95.2938 | 95.2939 | 95.2939 | 95.2939 | 95.2939 | 95.2939 | 95.2939
VIC1 | Coordinated CER storage | 120.4 | 225.6 | 352.1 | 506.9 | 670.6 | 931.2 | 1175.12 | 1436.6 | 1729.66 | 2058.69 | 2439.6 | 2865.9801 | 3277.8401 | 3727.7699 | 4203.77 | 4654.3499 | 5123.6 | 5607.4198 | 6115.0199 | 6644.5001 | 7216.1401 | 7819.3601 | 8404.9602 | 9010.5298 | 9631.8701 | 10232.0901
Total excluding storage |  | 15364.683 | 16949.8835 | 17803.9811 | 17445.9881 | 19290.2388 | 19409.0121 | 19878.6323 | 20942.2121 | 23533.797 | 24568.3271 | 26748.137 | 28428.1803 | 29840.0406 | 31367.6132 | 32678.1118 | 33828.7392 | 34009.6897 | 36328.8912 | 37240.117 | 38871.2699 | 40217.3225 | 40410.3251 | 41386.5892 | 41226.1754 | 42492.1089 | 42079.3769
Region | Technology | 2024-25 | 2025-26 | 2026-27 | 2027-28 | 2028-29 | 2029-30 | 2030-31 | 2031-32 | 2032-33 | 2033-34 | 2034-35 | 2035-36 | 2036-37 | 2037-38 | 2038-39 | 2039-40 | 2040-41 | 2041-42 | 2042-43 | 2043-44 | 2044-45 | 2045-46 | 2046-47 | 2047-48 | 2048-49 | 2049-50
SA1 | Black Coal | 0 | 0 | 0 | 0 | 0 | 0 | 0 | 0 | 0 | 0 | 0 | 0 | 0 | 0 | 0 | 0 | 0 | 0 | 0 | 0 | 0 | 0 | 0 | 0 | 0 | 0
SA1 | Brown Coal | 0 | 0 | 0 | 0 | 0 | 0 | 0 | 0 | 0 | 0 | 0 | 0 | 0 | 0 | 0 | 0 | 0 | 0 | 0 | 0 | 0 | 0 | 0 | 0 | 0 | 0
SA1 | CCGT | 709 | 709 | 529 | 529.0002 | 529.0002 | 529.0002 | 529.0002 | 529.0002 | 529.0002 | 529.0002 | 529.0002 | 529.0002 | 529.0002 | 0.00016274 | 0.00016275 | 0.00016275 | 0.00016276 | 0.00016277 | 0.00016278 | 0.00016281 | 0.00016281 | 0.00016282 | 0.00016284 | 0.00016285 | 0.00016287 | 0.00016289
SA1 | Gas - Steam | 800 | 800 | 0 | 0 | 0 | 0 | 0 | 0 | 0 | 0 | 0 | 0 | 0 | 0 | 0 | 0 | 0 | 0 | 0 | 0 | 0 | 0 | 0 | 0 | 0 | 0
SA1 | OCGT / Diesel | 1460.66 | 1460.66 | 1460.66 | 1460.6601 | 1460.6601 | 1460.6601 | 1078.1601 | 1078.1601 | 897.3348 | 897.3348 | 897.3349 | 1312.0925 | 1312.0925 | 1827.017 | 1827.017 | 1827.017 | 1827.017 | 1827.017 | 1827.017 | 1827.0172 | 1617.0172 | 1617.0172 | 1463.0172 | 1463.0172 | 1463.0172 | 1463.0172
SA1 | Hydro | 0 | 0 | 0 | 0 | 0 | 0 | 0 | 0 | 0 | 0 | 0 | 0 | 0 | 0 | 0 | 0 | 0 | 0 | 0 | 0 | 0 | 0 | 0 | 0 | 0 | 0
SA1 | Hydrogen Turbine | 0 | 200 | 200 | 200 | 200 | 200 | 200 | 200 | 200 | 200 | 200 | 200 | 200 | 200 | 200 | 200 | 200 | 200 | 200 | 200 | 200 | 200 | 200 | 200 | 200 | 200
SA1 | Wind | 2349.71 | 2762.71 | 3289.3804 | 3275.2253 | 3875.2261 | 4901.1536 | 4860.366 | 4896.5803 | 5476.6165 | 5377.9165 | 5377.9165 | 5401.806 | 5821.3497 | 5821.3534 | 5717.5381 | 5390.8382 | 5351.8382 | 5351.8382 | 5478.7265 | 5264.8665 | 5325.6603 | 4989.4159 | 5815.9684 | 6155.4327 | 6349.1287 | 6349.1292
SA1 | Solar PV | 669.62 | 1056.62 | 1056.6202 | 1193.8012 | 1246.8675 | 1246.8675 | 1246.8675 | 1240.7475 | 1240.7476 | 1240.7476 | 1240.7476 | 1240.7476 | 1240.7476 | 1943.684 | 2022.5779 | 2266.5418 | 2821.2052 | 3975.6843 | 4709.3582 | 5104.9433 | 4834.9433 | 4827.5633 | 6101.7387 | 6022.5387 | 6086.3218 | 5978.3218
SA1 | Grid Battery | 532.07 | 532.0705 | 532.0709 | 532.0712 | 532.0712 | 532.0712 | 502.0713 | 502.0718 | 502.086 | 502.086 | 477.086 | 477.0863 | 477.0866 | 477.087 | 477.087 | 477.0871 | 477.0873 | 1129.9078 | 1290.9441 | 1032.9442 | 1032.9465 | 1022.946 | 1022.9457 | 1022.9457 | 972.146 | 972.1466
SA1 | Pumped Hydro | 0 | 0 | 0 | 0 | 0.000199 | 0.00020159 | 0.00031179 | 0.00031515 | 0.00052141 | 0.00052458 | 0.00052624 | 0.0006001 | 0.00067796 | 0.00072444 | 0.00072631 | 0.00072938 | 0.00073562 | 0.00083875 | 0.00094552 | 0.00095303 | 0.0011581 | 0.0011607 | 0.0011617 | 0.001164 | 0.0011659 | 0.0011747
SA1 | Coordinated CER storage | 96.4 | 139.1 | 187.1 | 246.5 | 313.2 | 425.8 | 529.89 | 635.84 | 751.26 | 875.74 | 1015.09 | 1158.89 | 1291.76 | 1439.7 | 1603.9001 | 1753.36 | 1901.39 | 2047.48 | 2199.0301 | 2352.14 | 2515.52 | 2682.9701 | 2841.8699 | 3003.65 | 3168.8801 | 3325.8399
Total excluding storage |  | 6617.46 | 7660.1605 | 7254.8315 | 7437.258 | 8157.0253 | 9295.5528 | 8946.3554 | 9082.4002 | 9597.0456 | 9622.8257 | 9737.1757 | 10319.6233 | 10872.0373 | 11708.8423 | 11848.1209 | 11914.845 | 12578.5387 | 14531.9283 | 15705.0771 | 15781.9123 | 15526.0886 | 15339.9137 | 17445.5412 | 17867.5855 | 18239.4951 | 18288.456
Region | Technology | 2024-25 | 2025-26 | 2026-27 | 2027-28 | 2028-29 | 2029-30 | 2030-31 | 2031-32 | 2032-33 | 2033-34 | 2034-35 | 2035-36 | 2036-37 | 2037-38 | 2038-39 | 2039-40 | 2040-41 | 2041-42 | 2042-43 | 2043-44 | 2044-45 | 2045-46 | 2046-47 | 2047-48 | 2048-49 | 2049-50
TAS1 | Black Coal | 0 | 0 | 0 | 0 | 0 | 0 | 0 | 0 | 0 | 0 | 0 | 0 | 0 | 0 | 0 | 0 | 0 | 0 | 0 | 0 | 0 | 0 | 0 | 0 | 0 | 0
TAS1 | Brown Coal | 0 | 0 | 0 | 0 | 0 | 0 | 0 | 0 | 0 | 0 | 0 | 0 | 0 | 0 | 0 | 0 | 0 | 0 | 0 | 0 | 0 | 0 | 0 | 0 | 0 | 0
TAS1 | CCGT | 208 | 208 | 208 | 208 | 208 | 208 | 208 | 208 | 208 | 208 | 208 | 208 | 208 | 208 | 208 | 208 | 208 | 208 | 208 | 208 | 208 | 208 | 208 | 208 | 208 | 208
TAS1 | Gas - Steam | 0 | 0 | 0 | 0 | 0 | 0 | 0 | 0 | 0 | 0 | 0 | 0 | 0 | 0 | 0 | 0 | 0 | 0 | 0 | 0 | 0 | 0 | 0 | 0 | 0 | 0
TAS1 | OCGT / Diesel | 178 | 178 | 178 | 178 | 178 | 178 | 178 | 178 | 178 | 178 | 178.0001 | 178.0001 | 178.0001 | 178.0001 | 178.0001 | 178.0003 | 58.0003 | 58.0006 | 58.0006 | 58.0006 | 58.0013 | 58.0013 | 58.0013 | 58.0013 | 58.0013 | 58.0013
TAS1 | Hydro | 2748.9 | 2748.9 | 2748.9 | 2748.9 | 2748.9 | 2748.9 | 2748.9 | 2748.9 | 2748.9 | 2748.9 | 2748.9 | 2748.9 | 2748.9 | 2748.9 | 2748.9 | 2748.9 | 2748.9 | 2748.9 | 2748.9 | 2748.9 | 2748.9 | 2748.9 | 2748.9 | 2748.9 | 2748.9 | 2748.9
TAS1 | Hydrogen Turbine | 0 | 0 | 0 | 0 | 0 | 0 | 0 | 0 | 0 | 0 | 0 | 0 | 0 | 0 | 0 | 0 | 0 | 0 | 0 | 0 | 0 | 0 | 0 | 0 | 0 | 0
TAS1 | Wind | 563.35 | 606.4015 | 846.558 | 1131.863 | 1421.833 | 1726.2723 | 3039.9936 | 3047.4769 | 3615.3005 | 3688.7741 | 3688.7741 | 3688.7741 | 3688.7741 | 3688.7742 | 3688.7742 | 3688.7742 | 3688.7742 | 3688.7742 | 3688.7742 | 3688.7742 | 3544.7742 | 3544.7742 | 3631.3832 | 3631.3857 | 3631.3865 | 3631.3865
TAS1 | Solar PV | 0 | 0 | 0 | 0 | 0 | 0.00010302 | 0.00010376 | 0.0002064 | 0.00039539 | 0.0004236 | 0.00042376 | 0.00042407 | 0.00042502 | 0.00048859 | 0.00060488 | 0.0008668 | 0.0010415 | 0.0015833 | 0.0015922 | 0.001594 | 0.0015969 | 0.001602 | 0.0016897 | 0.0016948 | 0.0031254 | 0.0031337
TAS1 | Grid Battery | 2 | 2.0003 | 2.0003 | 2.0005 | 2.0006 | 2.0007 | 2.0009 | 2.0014 | 2.0017 | 2.0018 | 2.0018 | 2.002 | 2.0023 | 2.0025 | 2.0026 | 2.0029 | 2.0032 | 2.004 | 2.0043 | 2.0044 | 2.0051 | 2.0048 | 2.0051 | 2.0055 | 2.006 | 2.0069
TAS1 | Pumped Hydro | 0 | 0 | 0 | 0 | 0.00076935 | 0.0010262 | 81.111 | 81.111 | 283.505 | 749.9997 | 749.9997 | 749.9998 | 749.9998 | 749.9998 | 749.9998 | 749.9998 | 749.9999 | 755.272 | 755.272 | 755.272 | 755.2721 | 755.2721 | 755.2721 | 755.2721 | 755.2721 | 755.2721
TAS1 | Coordinated CER storage | 3 | 6.3 | 11.2 | 18 | 27 | 41.4 | 55.54 | 71.98 | 91.92 | 115.2 | 141.92 | 172.27 | 203.26 | 238.19 | 277.85 | 316.85 | 354.99 | 394.96 | 437.37 | 481.72 | 529.2 | 578.92 | 627.88 | 678.77 | 731.41 | 782.11
Total excluding storage |  | 3703.25 | 3749.6018 | 3994.6583 | 4286.7636 | 4585.7343 | 4904.5741 | 6313.5457 | 6337.4694 | 7127.6276 | 7690.8761 | 7717.5963 | 7747.9466 | 7778.9368 | 7813.8671 | 7853.5273 | 7892.528 | 7810.6686 | 7855.9123 | 7898.3226 | 7942.6727 | 7846.1542 | 7895.8739 | 8031.4432 | 8082.3362 | 8134.979 | 8185.68
Explicitly modelled pumping
Region | Technology | 2024-25 | 2025-26 | 2026-27 | 2027-28 | 2028-29 | 2029-30 | 2030-31 | 2031-32 | 2032-33 | 2033-34 | 2034-35 | 2035-36 | 2036-37 | 2037-38 | 2038-39 | 2039-40 | 2040-41 | 2041-42 | 2042-43 | 2043-44 | 2044-45 | 2045-46 | 2046-47 | 2047-48 | 2048-49 | 2049-50
NEM | Grid Battery pump | 1221.4 | 1431.4034 | 1781.4045 | 2519.7203 | 2954.1141 | 2954.5834 | 3230.2838 | 3532.3848 | 3816.6074 | 4078.6076 | 5377.5174 | 5581.5116 | 5531.5125 | 5589.5911 | 5589.5913 | 6326.9041 | 6343.0505 | 8512.4658 | 9763.1532 | 9505.1536 | 9505.1577 | 9570.0875 | 9570.087 | 8831.7725 | 9170.364 | 9149.8966
NEM | Pumped Hydro Pump | 1310 | 1560 | 1560 | 1560 | 3330.3019 | 3330.3021 | 7449.4122 | 7449.4122 | 7651.8066 | 8118.3013 | 8118.3014 | 8118.3023 | 8118.3025 | 8191.1695 | 8191.1695 | 8191.1696 | 8191.1696 | 8196.4421 | 8196.4424 | 8196.4425 | 8196.4429 | 8196.443 | 8196.4431 | 8196.4431 | 8196.4448 | 8196.4449
NEM | Coordinated CER storage pump | 465.4 | 865.1 | 1338.8 | 1937.1 | 2620.4 | 3743.8 | 4770.56 | 5846.4999 | 7042.35 | 8361.45 | 9839.51 | 11464.66 | 12977.3898 | 14627.4599 | 16413.7502 | 18060.0897 | 19750.6799 | 21472.39 | 23272.06 | 25126.7602 | 27101.79 | 29164.1801 | 31151.9003 | 33201.5701 | 35298.1697 | 37297.0608
Region | Technology | 2024-25 | 2025-26 | 2026-27 | 2027-28 | 2028-29 | 2029-30 | 2030-31 | 2031-32 | 2032-33 | 2033-34 | 2034-35 | 2035-36 | 2036-37 | 2037-38 | 2038-39 | 2039-40 | 2040-41 | 2041-42 | 2042-43 | 2043-44 | 2044-45 | 2045-46 | 2046-47 | 2047-48 | 2048-49 | 2049-50
NSW1 | Grid Battery pump | 52 | 262.0016 | 262.0016 | 587.0013 | 587.0013 | 587.0013 | 587.0014 | 587.0014 | 587.0024 | 587.0025 | 587.0025 | 587.0032 | 537.0036 | 537.004 | 537.004 | 537.0046 | 537.0047 | 576.9068 | 585.7889 | 585.7889 | 585.7896 | 585.7891 | 585.7892 | 260.7895 | 806.0049 | 806.005
NSW1 | Pumped Hydro Pump | 840 | 840 | 840 | 840 | 2515 | 2515 | 4555 | 4555 | 4555 | 4555 | 4555.0001 | 4555.0001 | 4555.0002 | 4627.8605 | 4627.8605 | 4627.8605 | 4627.8605 | 4627.8605 | 4627.8605 | 4627.8606 | 4627.8606 | 4627.8606 | 4627.8606 | 4627.8606 | 4627.8612 | 4627.8612
NSW1 | Coordinated CER storage pump | 160.2 | 310.8 | 499 | 735.4 | 1008 | 1443.5 | 1832.4599 | 2240.3499 | 2695.01 | 3194.3 | 3759.82 | 4368.9499 | 4937.3198 | 5552.1099 | 6216.8202 | 6811.0598 | 7416.0199 | 8029.21 | 8672.4299 | 9332.17 | 10033.6299 | 10758.6199 | 11452.2402 | 12166.3804 | 12888.2395 | 13570.7505
Region | Technology | 2024-25 | 2025-26 | 2026-27 | 2027-28 | 2028-29 | 2029-30 | 2030-31 | 2031-32 | 2032-33 | 2033-34 | 2034-35 | 2035-36 | 2036-37 | 2037-38 | 2038-39 | 2039-40 | 2040-41 | 2041-42 | 2042-43 | 2043-44 | 2044-45 | 2045-46 | 2046-47 | 2047-48 | 2048-49 | 2049-50
QLD1 | Grid Battery pump | 258 | 258.0005 | 258.0009 | 258.0009 | 258.0026 | 258.0026 | 258.0026 | 258.0027 | 258.0097 | 258.0098 | 258.0196 | 462.0126 | 462.0126 | 520.0901 | 520.0902 | 1257.402 | 1273.5477 | 3050.2396 | 4131.0084 | 4131.0086 | 4131.009 | 4205.9404 | 4205.9402 | 4205.9404 | 4484.5076 | 4484.5078
QLD1 | Pumped Hydro Pump | 470 | 720 | 720 | 720 | 720.0075 | 720.0075 | 2718.0075 | 2718.0075 | 2718.0076 | 2718.0076 | 2718.0076 | 2718.0082 | 2718.0083 | 2718.0149 | 2718.0149 | 2718.0149 | 2718.0149 | 2718.015 | 2718.0151 | 2718.0151 | 2718.0151 | 2718.0153 | 2718.0153 | 2718.0153 | 2718.0165 | 2718.0165
QLD1 | Coordinated CER storage pump | 85.4 | 183.3 | 289.4 | 430.3 | 601.6 | 901.9 | 1177.55 | 1461.7299 | 1774.5 | 2117.5201 | 2483.08 | 2898.57 | 3267.2099 | 3669.6901 | 4111.41 | 4524.47 | 4954.68 | 5393.3202 | 5848.2101 | 6316.2301 | 6807.3 | 7324.3101 | 7824.95 | 8342.24 | 8877.77 | 9386.2703
Region | Technology | 2024-25 | 2025-26 | 2026-27 | 2027-28 | 2028-29 | 2029-30 | 2030-31 | 2031-32 | 2032-33 | 2033-34 | 2034-35 | 2035-36 | 2036-37 | 2037-38 | 2038-39 | 2039-40 | 2040-41 | 2041-42 | 2042-43 | 2043-44 | 2044-45 | 2045-46 | 2046-47 | 2047-48 | 2048-49 | 2049-50
VIC1 | Grid Battery pump | 377.33 | 377.3305 | 727.3309 | 1140.6463 | 1575.0384 | 1575.5075 | 1881.2076 | 2183.3076 | 2467.5076 | 2729.5076 | 4053.4075 | 4053.4075 | 4053.4075 | 4053.4075 | 4053.4075 | 4053.4075 | 4053.4075 | 3753.4075 | 3753.4075 | 3753.4075 | 3753.4075 | 3753.4071 | 3753.4068 | 3340.0915 | 2905.6995 | 2885.2303
VIC1 | Pumped Hydro Pump | 0 | 0 | 0 | 0 | 95.2934 | 95.2934 | 95.2934 | 95.2934 | 95.2934 | 95.2934 | 95.2934 | 95.2935 | 95.2936 | 95.2936 | 95.2936 | 95.2936 | 95.2936 | 95.2938 | 95.2938 | 95.2938 | 95.2939 | 95.2939 | 95.2939 | 95.2939 | 95.2939 | 95.2939
VIC1 | Coordinated CER storage pump | 120.4 | 225.6 | 352.1 | 506.9 | 670.6 | 931.2 | 1175.12 | 1436.6 | 1729.66 | 2058.69 | 2439.6 | 2865.9801 | 3277.8401 | 3727.7699 | 4203.77 | 4654.3499 | 5123.6 | 5607.4198 | 6115.0199 | 6644.5001 | 7216.1401 | 7819.3601 | 8404.9602 | 9010.5298 | 9631.8701 | 10232.0901
Region | Technology | 2024-25 | 2025-26 | 2026-27 | 2027-28 | 2028-29 | 2029-30 | 2030-31 | 2031-32 | 2032-33 | 2033-34 | 2034-35 | 2035-36 | 2036-37 | 2037-38 | 2038-39 | 2039-40 | 2040-41 | 2041-42 | 2042-43 | 2043-44 | 2044-45 | 2045-46 | 2046-47 | 2047-48 | 2048-49 | 2049-50
SA1 | Grid Battery pump | 532.07 | 532.0705 | 532.0709 | 532.0712 | 532.0712 | 532.0712 | 502.0713 | 502.0718 | 502.086 | 502.086 | 477.086 | 477.0863 | 477.0866 | 477.087 | 477.087 | 477.0871 | 477.0873 | 1129.9078 | 1290.9441 | 1032.9442 | 1032.9465 | 1022.946 | 1022.9457 | 1022.9457 | 972.146 | 972.1466
SA1 | Pumped Hydro Pump | 0 | 0 | 0 | 0 | 0.000199 | 0.00020159 | 0.00031179 | 0.00031515 | 0.00052141 | 0.00052458 | 0.00052624 | 0.0006001 | 0.00067796 | 0.00072444 | 0.00072631 | 0.00072938 | 0.00073562 | 0.00083875 | 0.00094552 | 0.00095303 | 0.0011581 | 0.0011607 | 0.0011617 | 0.001164 | 0.0011659 | 0.0011747
SA1 | Coordinated CER storage pump | 96.4 | 139.1 | 187.1 | 246.5 | 313.2 | 425.8 | 529.89 | 635.84 | 751.26 | 875.74 | 1015.09 | 1158.89 | 1291.76 | 1439.7 | 1603.9001 | 1753.36 | 1901.39 | 2047.48 | 2199.0301 | 2352.14 | 2515.52 | 2682.9701 | 2841.8699 | 3003.65 | 3168.8801 | 3325.8399
Region | Technology | 2024-25 | 2025-26 | 2026-27 | 2027-28 | 2028-29 | 2029-30 | 2030-31 | 2031-32 | 2032-33 | 2033-34 | 2034-35 | 2035-36 | 2036-37 | 2037-38 | 2038-39 | 2039-40 | 2040-41 | 2041-42 | 2042-43 | 2043-44 | 2044-45 | 2045-46 | 2046-47 | 2047-48 | 2048-49 | 2049-50
TAS1 | Grid Battery pump | 2 | 2.0003 | 2.0003 | 2.0005 | 2.0006 | 2.0007 | 2.0009 | 2.0014 | 2.0017 | 2.0018 | 2.0018 | 2.002 | 2.0023 | 2.0025 | 2.0026 | 2.0029 | 2.0032 | 2.004 | 2.0043 | 2.0044 | 2.0051 | 2.0048 | 2.0051 | 2.0055 | 2.006 | 2.0069
TAS1 | Pumped Hydro Pump | 0 | 0 | 0 | 0 | 0.00076935 | 0.0010262 | 81.111 | 81.111 | 283.505 | 749.9997 | 749.9997 | 749.9998 | 749.9998 | 749.9998 | 749.9998 | 749.9998 | 749.9999 | 755.272 | 755.272 | 755.272 | 755.2721 | 755.2721 | 755.2721 | 755.2721 | 755.2721 | 755.2721
TAS1 | Coordinated CER storage pump | 3 | 6.3 | 11.2 | 18 | 27 | 41.4 | 55.54 | 71.98 | 91.92 | 115.2 | 141.92 | 172.27 | 203.26 | 238.19 | 277.85 | 316.85 | 354.99 | 394.96 | 437.37 | 481.72 | 529.2 | 578.92 | 627.88 | 678.77 | 731.41 | 782.11

## Marinus_S2_REZ Generation
Annual sent-out generation by REZ (GWh) - Marinus_S2, Step Change scenario
Note: the REZ generation includes generation from the existing, committed and anticipated renewables mapped to the relevant REZs
Explicitly modelled generation
Region | REZ | REZ Name | Technology | 2024-25 | 2025-26 | 2026-27 | 2027-28 | 2028-29 | 2029-30 | 2030-31 | 2031-32 | 2032-33 | 2033-34 | 2034-35 | 2035-36 | 2036-37 | 2037-38 | 2038-39 | 2039-40 | 2040-41 | 2041-42 | 2042-43 | 2043-44 | 2044-45 | 2045-46 | 2046-47 | 2047-48 | 2048-49 | 2049-50
QLD | Q1 | Far North QLD | Solar | 0 | 5.1361e-05 | 4.9853e-05 | 6.0804e-05 | 6.0921e-05 | 7.3341e-05 | 8.4361e-05 | 7.5842e-05 | 8.3027e-05 | 8.2602e-05 | 7.8576e-05 | 8.158e-05 | 7.7746e-05 | 6.7699e-05 | 7.4003e-05 | 7.5334e-05 | 7.0604e-05 | 7.766e-05 | 7.6953e-05 | 7.4935e-05 | 7.552e-05 | 7.3018e-05 | 6.3705e-05 | 7.0599e-05 | 7.3422e-05 | 7.0193e-05
QLD | Q2 | North Qld Clean Energy Hub | Solar | 196.1068 | 177.1563 | 159.7737 | 191.0359 | 171.813 | 191.9863 | 212.4259 | 204.5631 | 204.7747 | 195.3553 | 193.1931 | 200.1189 | 200.7679 | 68.3484 | 69.6938 | 68.6823 | 62.5525 | 65.7751 | 60.6867 | 59.6768 | 61.1593 | 65.2171 | 32.5436 | 32.9624 | 8.4474e-05 | 8.4876e-05
QLD | Q3 | Northern Qld | Solar | 1015.3502 | 916.6005 | 778.9394 | 990.8869 | 857.4866 | 1026.0532 | 1184.5658 | 1099.7003 | 1122.6325 | 1043.066 | 1041.6269 | 1078.9646 | 1062.1097 | 2788.0965 | 3075.2079 | 3199.8069 | 2690.3724 | 3024.2864 | 3687.9362 | 3625.1717 | 3567.6275 | 3625.3491 | 3692.8568 | 3804.0087 | 4180.0846 | 3572.8376
QLD | Q4 | Isaac | Solar | 1367.2215 | 1256.3816 | 1115.7396 | 1421.0983 | 1238.8786 | 1478.4968 | 1636.1988 | 1596.2002 | 1609.2851 | 1505.0622 | 1456.6896 | 1557.8081 | 1533.3297 | 1303.6991 | 1420.0324 | 1435.7322 | 1287.5429 | 1391.4794 | 1378.1657 | 1336.1666 | 1310.9806 | 1258.5152 | 1126.0546 | 1625.5601 | 911.6097 | 844.5152
QLD | Q5 | Barcaldine | Solar | 30.8202 | 27.4911 | 25.8169 | 30.927 | 37.979 | 42.0755 | 118.6353 | 156.2249 | 493.8499 | 1021.2262 | 997.2744 | 1045.5204 | 1137.054 | 1222.2966 | 1276.4867 | 1321.8984 | 1196.1412 | 1308.0253 | 1330.2015 | 1268.4921 | 1332.8518 | 1549.6671 | 2314.401 | 2433.0906 | 2706.2927 | 2614.9268
QLD | Q6 | Fitzroy | Solar | 787.1495 | 713.9573 | 652.1212 | 810.87 | 652.9024 | 798.2863 | 883.0416 | 973.1765 | 954.5535 | 953.7381 | 934.7758 | 950.5164 | 950.5082 | 753.1792 | 829.9279 | 832.8508 | 786.1302 | 824.9562 | 6311.8515 | 6824.7309 | 6838.5057 | 9172.6742 | 9799.4654 | 10929.8041 | 10636.3455 | 11713.7352
QLD | Q7 | Wide Bay | Solar | 1220.1542 | 1061.763 | 916.0433 | 1175.8985 | 930.3945 | 1094.4539 | 1240.7572 | 1262.9893 | 1222.5299 | 1179.008 | 1171.6544 | 1192.2144 | 1198.3101 | 991.5038 | 1033.058 | 1046.4196 | 948.2669 | 1011.1052 | 1054.4703 | 1097.8318 | 1086.2804 | 2387.0945 | 2134.536 | 2154.9384 | 2162.9908 | 3542.9501
QLD | Q8 | Darling Downs | Solar | 3607.5819 | 3248.0463 | 2889.6549 | 3742.9728 | 3072.3157 | 3543.6778 | 6820.6362 | 9634.9226 | 9618.4287 | 11898.72 | 12660.3451 | 13491.9512 | 14020.8764 | 11920.1767 | 13105.8155 | 14974.7474 | 15923.4261 | 16197.8819 | 17140.5636 | 17388.5258 | 17527.1629 | 17408.9179 | 13657.5895 | 14087.7566 | 14202.0652 | 15766.463
QLD | Q9 | Banana | Solar | 0 | 6.3186e-05 | 6.964e-05 | 0.00016144 | 0.00014752 | 0.00034503 | 0.0014656 | 0.010524 | 0.0099243 | 0.0098109 | 0.0098351 | 0.010112 | 0.010268 | 0.0080551 | 3591.892 | 3966.1614 | 10058.433 | 13597.9 | 13655.819 | 13711.461 | 13937.998 | 13946.059 | 11232.577 | 12490.662 | 12279.17 | 13134.228
NSW | N1 | North West NSW | Solar | 435.1573 | 346.0817 | 353.0741 | 375.045 | 387.8111 | 395.3701 | 439.8201 | 442.1834 | 425.182 | 408.4631 | 387.8382 | 417.3846 | 416.4175 | 390.6497 | 381.9889 | 410.1591 | 417.6441 | 422.8369 | 414.3054 | 410.9534 | 431.1989 | 426.6329 | 403.1754 | 411.8888 | 396.9114 | 389.7116
NSW | N2 | New England | Solar | 1267.6114 | 1262.0183 | 1308.7562 | 1351.5826 | 1106.2428 | 1168.3179 | 1300.6265 | 1733.5646 | 1636.7852 | 4111.8701 | 3961.7185 | 4247.655 | 4226.0443 | 3818.3779 | 6415.2859 | 6869.2612 | 6812.5411 | 6773.6637 | 8759.125 | 9152.5 | 10111.8251 | 10021.5709 | 10553.975 | 10966.5551 | 12654.0232 | 16100.2857
NSW | N3 | Central-West Orana | Solar | 2128.3937 | 3630.4262 | 3668.672 | 3756.3807 | 5166.2152 | 11078.6931 | 12588.0259 | 12500.1872 | 12337.1656 | 12199.9214 | 11700.2401 | 12473.2237 | 12358.9982 | 12011.8467 | 14281.1562 | 16071.018 | 14899.3596 | 15585.1736 | 14890.2279 | 14171.0216 | 15413.4496 | 15182.4062 | 13246.2081 | 13830.7115 | 16748.7007 | 14810.763
NSW | N4 | Broken Hill | Solar | 122.3938 | 96.5724 | 90.7848 | 100.8212 | 188.2864 | 192.4116 | 203.1317 | 197.4764 | 198.2884 | 180.3792 | 183.4358 | 188.6345 | 192.9105 | 399.5963 | 387.7821 | 386.3075 | 361.4936 | 381.4047 | 350.2126 | 477.6409 | 479.6565 | 483.9292 | 472.4735 | 475.4312 | 441.6128 | 411.1898
NSW | N5 | South West NSW | Solar | 2991.6349 | 2684.1646 | 3127.7408 | 3254.0961 | 3162.2564 | 3225.8733 | 3382.749 | 3313.4222 | 3399.8084 | 3187.4939 | 3002.7292 | 3184.8881 | 3188.4894 | 6734.3911 | 6454.5252 | 6524.5535 | 6762.8277 | 8030.9037 | 7474.0813 | 7341.8427 | 7749.6634 | 7785.2165 | 8087.0133 | 8172.9783 | 7611.8721 | 6573.6662
NSW | N6 | Wagga Wagga | Solar | 1550.5261 | 1374.5262 | 1373.5447 | 1448.3812 | 1319.6098 | 1389.2095 | 1499.0519 | 1428.5773 | 1481.8684 | 1428.9423 | 1352.9001 | 1409.0599 | 1424.4798 | 1272.3644 | 1269.0123 | 1306.3543 | 1186.3963 | 1291.8779 | 1227.6395 | 1148.8919 | 1213.6083 | 1220.4501 | 2842.7345 | 2935.7229 | 2832.1828 | 2520.2098
NSW | N7 | Tumut | Solar | 0 | 0 | 0 | 0 | 0 | 0 | 0 | 0 | 0 | 0 | 0 | 0 | 0 | 0 | 0 | 0 | 0 | 0 | 0 | 0 | 0 | 0 | 0 | 0 | 0 | 0
NSW | N8 | Cooma-Monaro | Solar | 0 | 0 | 0 | 0 | 0 | 0 | 0 | 0 | 0 | 0 | 0 | 0 | 0 | 0 | 0 | 0 | 0 | 0 | 0 | 0 | 0 | 0 | 0 | 0 | 0 | 0
VIC | V1 | Ovens Murray | Solar | 0 | 7.4003e-05 | 0.00011531 | 0.0012328 | 0.0026442 | 0.0028944 | 0.0030149 | 0.0027057 | 0.0029133 | 0.0028716 | 0.0027906 | 0.0029422 | 0.0028981 | 0.0025428 | 0.0029008 | 702.014 | 633.8133 | 1402.9335 | 1393.6661 | 1340.125 | 1439.1776 | 1457.1846 | 1347.7771 | 1359.0045 | 1355.9387 | 1244.3884
VIC | V2 | Murray River | Solar | 1181.8375 | 1123.9528 | 1094.0808 | 1259.1425 | 1204.6964 | 1497.592 | 1627.3548 | 1604.2018 | 4281.3512 | 4265.1189 | 4048.1073 | 4187.2287 | 4260.1441 | 4018.5782 | 4559.5147 | 4645.8115 | 4425.1846 | 5042.9516 | 4999.1204 | 4847.0851 | 5123.073 | 5296.0338 | 5157.29 | 5311.4573 | 5307.7729 | 4834.9762
VIC | V3 | Western Victoria | Solar | 0 | 5.5101e-05 | 8.6392e-05 | 0.00052171 | 0.00049654 | 0.00056977 | 0.00056649 | 0.0005182 | 0.00055413 | 0.00056127 | 0.00054673 | 0.00057811 | 0.00058418 | 0.00047745 | 0.00059782 | 0.00069351 | 0.00078881 | 589.4016 | 620.6989 | 585.6794 | 633.3201 | 650.8945 | 544.9447 | 586.692 | 564.5868 | 533.1575
VIC | V4 | South West Victoria | Solar | 0 | 0 | 0 | 0 | 0 | 0 | 0 | 0 | 0 | 0 | 0 | 0 | 0 | 0 | 0 | 0 | 0 | 0 | 0 | 0 | 0 | 0 | 0 | 0 | 0 | 0
VIC | V5 | Gippsland | Solar | 0 | 114.0873 | 112.6875 | 124.7216 | 108.1111 | 117.9912 | 126.7147 | 118.9311 | 117.8142 | 124.3077 | 126.5224 | 129.1751 | 126.2548 | 107.1044 | 107.4771 | 110.4317 | 103.7412 | 486.0641 | 509.1848 | 723.2573 | 759.1972 | 762.6434 | 670.7526 | 680.8251 | 692.2272 | 654.9635
VIC | V6 | Central North VIC | Solar | 813.1581 | 1019.853 | 1018.2827 | 1176.2432 | 1115.8565 | 1226.8175 | 1243.7926 | 1187.0703 | 1233.2759 | 1234.4743 | 1131.1484 | 1191.0044 | 1184.8618 | 1093.9553 | 1106.6339 | 1070.0493 | 1017.5736 | 1435.4121 | 1433.949 | 1398.2019 | 1415.6543 | 1448.8799 | 1484.4106 | 1509.8976 | 1507.1115 | 1430.5253
SA | S1 | South East SA | Solar | 282.067 | 747.0329 | 920.0153 | 958.0543 | 848.7392 | 894.3092 | 899.3091 | 852.3531 | 855.4107 | 879.452 | 855.0583 | 851.5795 | 865.4436 | 767.4367 | 828.8062 | 805.5945 | 720.717 | 793.8483 | 776.5954 | 756.7351 | 773.2535 | 799.5326 | 670.3419 | 703.9614 | 689.8322 | 497.3435
SA | S2 | Riverland | Solar | 39.7628 | 91.3126 | 103.9316 | 110.3518 | 93.6167 | 96.3327 | 101.9161 | 87.2191 | 87.3174 | 90.6246 | 89.6504 | 87.9578 | 92.2395 | 76.6781 | 109.0353 | 255.1321 | 1143.4262 | 2921.2457 | 3929.5179 | 4276.2356 | 4395.568 | 4674.2773 | 4490.512 | 4522.0576 | 4421.7275 | 4376.1646
SA | S3 | Mid-North SA | Solar | 0 | 7.7864e-05 | 0.00010279 | 0.00036649 | 0.0003619 | 0.0003813 | 0.0003998 | 0.00037114 | 0.00043242 | 0.00045591 | 0.00044603 | 0.00044401 | 0.00046457 | 0.00080757 | 0.00082525 | 0.0012428 | 0.0011895 | 0.0028378 | 0.0036972 | 0.0046533 | 0.0045158 | 0.0047396 | 0.0041634 | 0.004309 | 0.0044432 | 0.0042348
SA | S4 | Yorke Peninsula | Solar | 0 | 0 | 0 | 0 | 0 | 0 | 0 | 0 | 0 | 0 | 0 | 0 | 0 | 0 | 0 | 0 | 0 | 0 | 0 | 0 | 0 | 0 | 0 | 0 | 0 | 0
SA | S5 | Northern SA | Solar | 697.4044 | 591.6805 | 736.2403 | 767.1059 | 737.4326 | 720.9051 | 732.0845 | 722.3985 | 707.3671 | 676.8828 | 664.5702 | 661.9523 | 678.1447 | 671.6914 | 661.4805 | 647.4406 | 611.3289 | 661.6181 | 592.791 | 591.3599 | 140.657 | 130.7408 | 122.7967 | 0.029618 | 0.030017 | 0.028565
SA | S6 | Leigh Creek | Solar | 0 | 9.6439e-05 | 0.0001754 | 0.00050433 | 105.1128 | 106.3451 | 110.005 | 108.9549 | 107.3102 | 104.6291 | 107.5254 | 107.2683 | 110.9598 | 537.6389 | 653.8199 | 819.1522 | 771.4141 | 895.0635 | 808.1909 | 957.6232 | 980.5426 | 1025.9384 | 2042.2739 | 2033.463 | 2073.3682 | 2024.8441
SA | S7 | Roxby Downs | Solar | 0 | 0.0001293 | 0.0001872 | 326.7472 | 284.5948 | 287.2932 | 299.8521 | 293.4035 | 286.4014 | 284.5291 | 292.4497 | 288.2678 | 298.1107 | 1128.7437 | 1132.8458 | 1234.3165 | 1153.1927 | 1219.5591 | 1120.7292 | 1223.6528 | 1233.6418 | 1296.4666 | 1141.7977 | 1113.446 | 1120.584 | 1081.9374
SA | S8 | Eastern Eyre Peninsula | Solar | 0 | 6.6533e-05 | 7.472e-05 | 0.0002037 | 0.00017842 | 0.0001947 | 0.00020833 | 0.00018778 | 0.00023724 | 0.00026819 | 0.00027182 | 0.00026189 | 0.00027903 | 0.00027147 | 0.00040346 | 0.00062005 | 0.00056898 | 0.00078484 | 0.00096254 | 0.0014008 | 0.001312 | 0.0014095 | 0.0011818 | 0.0012588 | 0.0014358 | 0.001337
SA | S9 | Western Eyre Peninsula | Solar | 0 | 8.2276e-05 | 0.0001265 | 0.00062235 | 0.00055565 | 0.00058742 | 0.00061824 | 0.00058036 | 0.00060379 | 0.00063264 | 0.00063386 | 0.00061834 | 0.0006409 | 0.0011282 | 0.001309 | 0.012272 | 0.011446 | 264.0016 | 354.1492 | 396.1127 | 387.2158 | 408.2725 | 338.9968 | 340.938 | 350.9864 | 329.5128
TAS | T1 | North East Tasmania | Solar | 0 | 0.00010665 | 0.0001059 | 0.00010063 | 8.8502e-05 | 0.00013761 | 0.00013357 | 0.00011625 | 0.00017985 | 0.00022114 | 0.00021175 | 0.0002191 | 0.00021177 | 0.00019404 | 0.00025099 | 0.000353 | 0.00038362 | 0.0006443 | 0.00070207 | 0.00066528 | 0.00066219 | 0.00065772 | 0.00061584 | 0.00061804 | 0.0011831 | 0.0010448
TAS | T2 | North West Tasmania | Solar | 0 | 6.1205e-05 | 7.33e-05 | 7.7086e-05 | 8.5063e-05 | 0.00012262 | 0.00012189 | 0.00011122 | 0.00013493 | 0.00017402 | 0.00015544 | 0.00016232 | 0.0001611 | 0.00015041 | 0.00022005 | 0.00030749 | 0.00036228 | 0.00053356 | 0.00061714 | 0.00054832 | 0.0005514 | 0.00056365 | 0.00054036 | 0.00057647 | 0.001119 | 0.0010199
TAS | T3 | Central Highlands | Solar | 0 | 8.2891e-05 | 8.4759e-05 | 8.1923e-05 | 7.0673e-05 | 7.3276e-05 | 0.00010769 | 0.00010588 | 0.00016512 | 0.00018403 | 0.00016703 | 0.00017 | 0.00017138 | 0.00018583 | 0.0002021 | 0.00032372 | 0.00034074 | 0.00062669 | 0.00068685 | 0.00063023 | 0.00062104 | 0.00063886 | 0.00059538 | 0.00057448 | 0.0011645 | 0.0010656
Region | REZ | REZ Name | Technology | 2024-25 | 2025-26 | 2026-27 | 2027-28 | 2028-29 | 2029-30 | 2030-31 | 2031-32 | 2032-33 | 2033-34 | 2034-35 | 2035-36 | 2036-37 | 2037-38 | 2038-39 | 2039-40 | 2040-41 | 2041-42 | 2042-43 | 2043-44 | 2044-45 | 2045-46 | 2046-47 | 2047-48 | 2048-49 | 2049-50
QLD | Q1 | Far North QLD | Wind | 1015.5504 | 2791.4933 | 2746.4639 | 2949.7623 | 2725.3879 | 3019.9722 | 3197.5176 | 3201.0059 | 3024.1204 | 2616.2494 | 2857.6739 | 3010.6114 | 2942.7668 | 2738.245 | 2906.0134 | 2921.9681 | 2866.9099 | 2796.1319 | 2438.9602 | 2236.5129 | 2337.3502 | 2235.729 | 2114.5476 | 2260.6266 | 1652.2077 | 1681.2222
QLD | Q2 | North Qld Clean Energy Hub | Wind | 116.6702 | 151.5318 | 153.7847 | 165.4391 | 127.3842 | 130.5649 | 149.3215 | 152.1116 | 147.0716 | 134.2224 | 146.14 | 155.8575 | 160.3223 | 130.7316 | 128.8416 | 140.4549 | 144.0298 | 145.7616 | 135.7663 | 147.5999 | 155.9143 | 26.4342 | 26.4568 | 26.8545 | 27.1149 | 27.5637
QLD | Q3 | Northern Qld | Wind | 0 | 0 | 0 | 0 | 0 | 0 | 0 | 0 | 0 | 0 | 0 | 0 | 0 | 0 | 0 | 0 | 0 | 0 | 0 | 0 | 0 | 0 | 0 | 0 | 0 | 0
QLD | Q4 | Isaac | Wind | 0 | 1090.1944 | 1870.954 | 1908.5686 | 5338.2261 | 5525.1798 | 6039.1228 | 6999.8262 | 6386.7891 | 7373.7988 | 7634.7363 | 7710.6314 | 7565.0236 | 9017.4801 | 9006.0767 | 9512.503 | 9868.4116 | 9335.4542 | 8914.8032 | 9093.1757 | 9125.6802 | 8727.1958 | 8837.1916 | 8801.4996 | 9225.3501 | 9739.8669
QLD | Q5 | Barcaldine | Wind | 0 | 0.00040641 | 237.9795 | 235.2703 | 260.2365 | 263.1396 | 303.9325 | 279.9549 | 1038.1044 | 2440.4112 | 2423.4872 | 2511.8447 | 2392.4708 | 2391.7149 | 2309.5287 | 2529.6067 | 2378.4844 | 2554.7248 | 2510.4111 | 2496.0841 | 2583.0914 | 2409.3351 | 3935.811 | 3764.8372 | 4621.4859 | 4490.373
QLD | Q6 | Fitzroy | Wind | 0 | 0.0013298 | 1011.3468 | 1057.1621 | 2556.3399 | 2725.8555 | 3014.7625 | 5086.8644 | 4989.2254 | 7146.4699 | 7360.235 | 7084.2302 | 6989.3044 | 9310.646 | 9493.7191 | 9360.5542 | 9105.5362 | 9245.6841 | 8677.2998 | 8834.8147 | 8494.764 | 8272.8326 | 12617.8911 | 12722.2377 | 12476.7306 | 12219.5194
QLD | Q7 | Wide Bay | Wind | 0 | 0.00017587 | 0.00023322 | 0.00022745 | 576.7583 | 618.7917 | 643.1147 | 586.1261 | 608.8799 | 572.3744 | 561.5856 | 574.807 | 533.6682 | 657.3196 | 677.706 | 673.3008 | 593.9165 | 640.8593 | 604.9904 | 589.5477 | 597.7888 | 567.691 | 1113.0848 | 1158.9815 | 1158.1137 | 1054.1439
QLD | Q8 | Darling Downs | Wind | 4401.6562 | 6348.2747 | 11387.9904 | 12301.9964 | 12429.7978 | 14905.6875 | 16290.8487 | 15061.2973 | 20558.3677 | 24488.3872 | 24215.5307 | 25299.503 | 28653.7644 | 28591.1681 | 27772.1129 | 28206.3604 | 25652.2489 | 28210.4527 | 26851.485 | 26649.3537 | 26647.0521 | 26817.8932 | 27252.3001 | 26395.1764 | 26666.5749 | 24673.5847
QLD | Q9 | Banana | Wind | 0 | 0.00018837 | 0.00034036 | 0.00033955 | 2146.9714 | 2194.5135 | 2327.0522 | 2203.9986 | 2276.1585 | 2096.1381 | 2134.841 | 2198.9353 | 2086.046 | 2200.6654 | 2194.953 | 2228.9571 | 2075.9981 | 2209.7811 | 2058.8893 | 2087.4574 | 2133.2227 | 2014.3505 | 2173.5857 | 2141.9154 | 2161.2965 | 2042.3118
NSW | N1 | North West NSW | Wind | 0 | 0 | 0 | 0 | 0 | 0 | 0 | 0 | 0 | 0 | 0 | 0 | 0 | 0 | 0 | 0 | 0 | 0 | 0 | 0 | 0 | 0 | 0 | 0 | 0 | 0
NSW | N2 | New England | Wind | 1317.0208 | 8588.3554 | 9204.3995 | 11156.3815 | 18624.1765 | 19547.1957 | 22367.1918 | 21245.4464 | 22087.8005 | 21368.1753 | 22918.981 | 23770.5818 | 24173.8033 | 25136.7095 | 22109.0774 | 22823.5498 | 21128.4131 | 22453.9872 | 21826.4625 | 20529.03 | 21100.4227 | 21667.427 | 23133.754 | 20772.0666 | 20896.872 | 18842.8077
NSW | N3 | Central-West Orana | Wind | 379.5357 | 3311.0742 | 4239.0592 | 4423.6002 | 4498.4267 | 4570.0127 | 4652.2345 | 4510.027 | 6922.1399 | 6690.8727 | 6517.372 | 6965.5428 | 7133.9711 | 6995.3635 | 6431.6839 | 6331.3855 | 6090.239 | 7515.2869 | 7255.6758 | 7095.5977 | 7540.2041 | 8457.2757 | 8543.9091 | 7923.4278 | 7728.7031 | 7137.9732
NSW | N4 | Broken Hill | Wind | 626.7424 | 609.6789 | 806.4469 | 813.7242 | 759.9742 | 821.8314 | 847.5021 | 858.2312 | 836.5452 | 800.6064 | 782.3183 | 865.4885 | 858.8749 | 787.9954 | 817.5912 | 822.0432 | 820.0532 | 812.7748 | 784.4745 | 547.3556 | 674.9644 | 708.4857 | 677.8186 | 709.0013 | 709.8577 | 715.1747
NSW | N5 | South West NSW | Wind | 0 | 0.0014164 | 0.00153 | 0.0015918 | 0.0012923 | 0.0036819 | 0.0036872 | 1105.5365 | 2177.3991 | 2487.3041 | 2536.9139 | 2768.2624 | 2827.2812 | 2402.3776 | 2565.547 | 2557.7422 | 2667.4087 | 2430.234 | 3206.339 | 3261.0313 | 3759.1682 | 4144.4423 | 3550.6931 | 3791.3387 | 4677.2522 | 4935.5098
NSW | N6 | Wagga Wagga | Wind | 0 | 0.00039549 | 0.00042158 | 0.00042992 | 0.00038773 | 0.00059424 | 0.00058423 | 0.00080721 | 0.00086624 | 0.00085728 | 0.00078129 | 0.0008805 | 0.00096509 | 0.00087069 | 0.00093403 | 0.00088144 | 0.0013937 | 0.0014394 | 0.001558 | 0.0014164 | 0.0015482 | 0.0021548 | 0.0020314 | 0.002392 | 0.0022588 | 0.0057584
NSW | N7 | Tumut | Wind | 0 | 0 | 0 | 0 | 0 | 0 | 0 | 0 | 0 | 0 | 0 | 0 | 0 | 0 | 0 | 0 | 0 | 0 | 0 | 0 | 0 | 0 | 0 | 0 | 0 | 0
NSW | N8 | Cooma-Monaro | Wind | 312.1432 | 1130.0192 | 1172.7488 | 1154.4995 | 1220.6159 | 1185.688 | 1285.1195 | 1313.599 | 1179.3138 | 1208.1089 | 1168.0488 | 1254.5564 | 1201.3461 | 1230.7232 | 1181.5497 | 1243.3699 | 1132.0292 | 1051.6415 | 1100.0673 | 1034.8255 | 1123.7321 | 2104.8893 | 2318.397 | 2281.8958 | 2321.9432 | 2361.7749
VIC | V1 | Ovens Murray | Wind | 0 | 0 | 0 | 0 | 0 | 0 | 0 | 0 | 0 | 0 | 0 | 0 | 0 | 0 | 0 | 0 | 0 | 0 | 0 | 0 | 0 | 0 | 0 | 0 | 0 | 0
VIC | V2 | Murray River | Wind | 0 | 0 | 0 | 0 | 0 | 0 | 0 | 0 | 0 | 0 | 0 | 0 | 0 | 0 | 0 | 0 | 0 | 0 | 0 | 0 | 0 | 0 | 0 | 0 | 0 | 0
VIC | V3 | Western Victoria | Wind | 4885.4838 | 4641.0802 | 4855.7419 | 8613.0003 | 8745.8988 | 10690.7273 | 10383.2318 | 11362.1409 | 10370.4159 | 10343.416 | 9611.5508 | 10158.7315 | 10371.621 | 9105.219 | 9695.9557 | 8972.3394 | 9734.0218 | 8952.7119 | 8987.6091 | 8591.015 | 8322.3056 | 8717.302 | 7929.1462 | 9176.1055 | 8978.2612 | 8101.6771
VIC | V4 | South West Victoria | Wind | 5607.9271 | 8378.6255 | 8799.6463 | 11899.9019 | 11128.4152 | 12414.3789 | 11963.9863 | 13225.9738 | 11402.8797 | 11618.1843 | 11747.9833 | 12269.9613 | 12561.2361 | 10895.6426 | 10840.1577 | 9936.4422 | 10516.815 | 9304.0254 | 10738.993 | 11151.45 | 11904.5918 | 11596.9564 | 10256.2619 | 10910.0462 | 10170.6228 | 11311.0051
VIC | V5 | Gippsland | Wind | 0 | 0.00034528 | 1082.8664 | 1648.7073 | 1445.7707 | 1514.5081 | 1469.4706 | 1611.8454 | 1458.9887 | 1457.9419 | 1466.6211 | 1464.9462 | 1606.0385 | 1394.0147 | 1401.9804 | 1304.4009 | 1408.6396 | 1317.9623 | 1331.5002 | 1364.3378 | 1380.9212 | 1555.0556 | 1388.8223 | 1405.1119 | 1332.5782 | 1466.0339
VIC | V6 | Central North VIC | Wind | 0 | 0.00014829 | 0.00079699 | 0.0049862 | 0.0046151 | 0.0051324 | 0.0049841 | 0.0052949 | 0.0053872 | 0.0054224 | 0.0047626 | 0.0051808 | 0.0051169 | 0.0044463 | 0.0046039 | 0.0042591 | 0.0044427 | 0.004598 | 0.0045832 | 0.0040277 | 0.0044917 | 0.0045525 | 0.004038 | 0.0046344 | 0.0043841 | 0.005065
SA | S1 | South East SA | Wind | 655.0248 | 624.3081 | 759.8238 | 785.4145 | 645.8761 | 2948.6287 | 2878.3711 | 3255.902 | 3695.8616 | 3715.0642 | 3598.2668 | 3689.4146 | 4081.5394 | 3683.3476 | 3648.0239 | 3480.569 | 3779.7348 | 3467.8726 | 3701.4057 | 3621.4834 | 3972.8616 | 4139.8029 | 3595.6781 | 4658.2385 | 4821.5589 | 5429.9287
SA | S2 | Riverland | Wind | 0 | 0.00011743 | 0.00059657 | 0.00056992 | 0.00046878 | 0.00061038 | 0.0010603 | 0.0010998 | 0.0014748 | 0.0015555 | 0.0014425 | 0.0019766 | 0.001873 | 0.0016121 | 0.0018381 | 0.0018502 | 0.0019455 | 0.00179 | 0.0028607 | 0.0026756 | 0.0030641 | 0.0029749 | 0.0025604 | 0.0028962 | 0.0030304 | 0.00317
SA | S3 | Mid-North SA | Wind | 3934.3667 | 4472.832 | 6099.0146 | 6117.2162 | 5640.511 | 6204.9319 | 6299.3093 | 6668.198 | 5888.2404 | 5810.5523 | 5407.3777 | 6838.441 | 7407.0888 | 6976.662 | 7333.0724 | 6419.7944 | 6819.9003 | 6273.7656 | 6324.8729 | 5540.6945 | 6360.213 | 5893.3485 | 5181.8467 | 5337.8298 | 5240.9542 | 5611.236
SA | S4 | Yorke Peninsula | Wind | 233.9746 | 193.8105 | 294.8828 | 305.3198 | 293.1493 | 271.6943 | 275.4431 | 320.8864 | 274.2032 | 295.8877 | 266.4983 | 304.5783 | 282.3151 | 272.9301 | 282.9113 | 277.8061 | 309.8347 | 280.0745 | 288.2965 | 268.4304 | 310.0296 | 294.8611 | 268.805 | 271.3451 | 263.618 | 292.2818
SA | S5 | Northern SA | Wind | 1260.3461 | 1132.6519 | 1338.567 | 1375.9832 | 1267.4299 | 1259.0673 | 1300.4087 | 1300.8074 | 1167.5146 | 1215.7588 | 1176.6068 | 1271.5177 | 1265.8143 | 1206.222 | 1230.7271 | 1257.2152 | 1246.8288 | 1158.5545 | 1173.4322 | 1163.4061 | 1262.0697 | 598.9818 | 476.1681 | 473.5935 | 490.1434 | 522.7627
SA | S6 | Leigh Creek | Wind | 0 | 0.0002455 | 0.0013371 | 0.0013281 | 1958.0926 | 1879.3066 | 1923.9155 | 1902.6815 | 1804.6178 | 1771.4299 | 1658.5096 | 1770.0675 | 1692.9313 | 1876.162 | 1822.1993 | 1849.6193 | 1796.3216 | 1742.2246 | 1640.8365 | 1580.5418 | 1681.2644 | 1679.2823 | 4057.8231 | 3951.1272 | 3963.134 | 3921.1699
SA | S7 | Roxby Downs | Wind | 0 | 0 | 0 | 0 | 0 | 0 | 0 | 0 | 0 | 0 | 0 | 0 | 0 | 0 | 0 | 0 | 0 | 0 | 0 | 0 | 0 | 0 | 0 | 0 | 0 | 0
SA | S8 | Eastern Eyre Peninsula | Wind | 293.3419 | 263.1401 | 328.4155 | 330.0566 | 336.5388 | 370.0783 | 265.162 | 316.5366 | 776.6723 | 795.4614 | 751.6985 | 708.9862 | 649.9824 | 653.2647 | 664.5899 | 662.6682 | 732.1376 | 654.6013 | 644.4412 | 624.0726 | 876.1995 | 858.1933 | 794.552 | 807.2805 | 786.2905 | 867.8023
SA | S9 | Western Eyre Peninsula | Wind | 0 | 0.00021551 | 1027.4526 | 1017.7213 | 978.1727 | 971.7525 | 978.9772 | 1132.6971 | 1053.0683 | 1061.0587 | 990.0314 | 1119.5429 | 1031.2461 | 1033.7907 | 1048.9183 | 1060.4645 | 1181.5545 | 1052.7343 | 1023.292 | 965.3766 | 1109.8465 | 1069.3001 | 1001.8308 | 1010.0561 | 990.7765 | 1116.0239
TAS | T1 | North East Tasmania | Wind | 500.7973 | 566.9711 | 538.1807 | 553.9049 | 514.6105 | 487.0175 | 413.4807 | 468.8411 | 428.1906 | 451.3935 | 496.167 | 465.6037 | 484.6331 | 452.3867 | 428.6824 | 400.6653 | 437.8652 | 418.3344 | 420.2108 | 471.6435 | 460.7699 | 474.4965 | 439.7902 | 428.6397 | 398.9437 | 438.7265
TAS | T2 | North West Tasmania | Wind | 831.5025 | 884.0002 | 944.6668 | 950.8285 | 953.0277 | 1383.3544 | 3573.1812 | 3955.1825 | 5796.0133 | 5714.4326 | 5887.8334 | 6104.6199 | 6249.6908 | 6026.7541 | 6016.3349 | 5538.6015 | 5835.9268 | 5845.7214 | 5547.025 | 5793.1704 | 6115.921 | 6210.3074 | 5929.4102 | 5975.8243 | 5499.3993 | 5797.3649
TAS | T3 | Central Highlands | Wind | 475.0246 | 731.2291 | 1838.1979 | 3338.0746 | 4162.5431 | 4596.482 | 7081.7953 | 7539.3914 | 7547.4025 | 7833.3309 | 8161.0199 | 8092.7222 | 8774.5253 | 8211.454 | 8403.4389 | 7775.123 | 8039.75 | 7896.457 | 7626.082 | 8025.2264 | 7714.696 | 8288.181 | 8042.8565 | 8302.1233 | 7660.1816 | 7901.8886
Region | REZ | REZ Name | Technology | 2024-25 | 2025-26 | 2026-27 | 2027-28 | 2028-29 | 2029-30 | 2030-31 | 2031-32 | 2032-33 | 2033-34 | 2034-35 | 2035-36 | 2036-37 | 2037-38 | 2038-39 | 2039-40 | 2040-41 | 2041-42 | 2042-43 | 2043-44 | 2044-45 | 2045-46 | 2046-47 | 2047-48 | 2048-49 | 2049-50
NSW | O1 | Hunter Coast | Offshore Wind | 0 | 0 | 0 | 1.9963e-05 | 2.4299e-05 | 2.2273e-05 | 3.1325e-05 | 3.0278e-05 | 3.6686e-05 | 3.8322e-05 | 4.2108e-05 | 4.5442e-05 | 5.4027e-05 | 6.0886e-05 | 5.0669e-05 | 6.3522e-05 | 5.8183e-05 | 7.1175e-05 | 8.1579e-05 | 8.7878e-05 | 8.6985e-05 | 9.8418e-05 | 0.00011707 | 9.7094e-05 | 0.0001281 | 0.00011452
NSW | O2 | Illawarra Coast | Offshore Wind | 0 | 0 | 0 | 1.7919e-05 | 0.00011323 | 0.00010879 | 0.0001283 | 0.00013676 | 0.00015602 | 0.00016019 | 0.00015799 | 0.00020455 | 0.00019976 | 0.00026173 | 0.00023781 | 0.00026638 | 0.00029562 | 0.00032495 | 0.00035596 | 0.00035325 | 0.00038797 | 0.00037925 | 0.00056882 | 0.00051925 | 0.00073295 | 0.00074432
VIC | O3 | Gippsland Coast | Offshore Wind | 0 | 0 | 0 | 2.4355e-05 | 1826.0159 | 3746.8665 | 5539.0796 | 7989.5826 | 9747.1371 | 12543.1631 | 14488.3531 | 16456.9591 | 15902.2021 | 16556.5231 | 16190.3421 | 17361.3321 | 18638.2601 | 17294.2851 | 17871.0551 | 18151.2751 | 19008.4791 | 18662.8001 | 18486.1051 | 18229.6951 | 17548.1171 | 19088.1451
TAS | O4 | North West Tasmania Coast | Offshore Wind | 0 | 0 | 0 | 1.8179e-05 | 8.1714e-05 | 0.00012137 | 0.00010591 | 0.00011666 | 0.00010863 | 0.00015081 | 0.00014386 | 0.00017019 | 0.00016571 | 0.00017136 | 0.00021168 | 0.00019009 | 0.0002197 | 0.00020282 | 0.00025838 | 0.00025299 | 0.0002691 | 0.00026858 | 0.00031251 | 0.00041176 | 0.00039104 | 0.0004873
VIC | O5 | Portland Coast | Offshore Wind | 0 | 0 | 0 | 1.8168e-05 | 0.00019288 | 0.0030382 | 0.0032367 | 0.003366 | 0.0030356 | 0.003074 | 673.4536 | 2905.6871 | 6583.1275 | 8671.6046 | 13078.3546 | 13666.6301 | 14318.0491 | 12973.6111 | 13074.8311 | 12966.5221 | 13913.1981 | 14230.3361 | 13625.4221 | 14678.8291 | 13715.5191 | 14541.6081
SA | O6 | South East SA Coast | Offshore Wind | 0 | 0 | 0 | 1.7511e-05 | 7.6584e-05 | 0.00010288 | 0.00010562 | 0.00011677 | 0.00012347 | 0.00013731 | 0.0001386 | 0.00014719 | 0.00016377 | 0.00017162 | 0.00022552 | 0.00022736 | 0.00024355 | 0.00023592 | 0.00030176 | 0.00030349 | 0.00029434 | 0.00035846 | 0.00035376 | 0.00045676 | 0.00045382 | 0.00047791

## Marinus_S2_REZ Capacity
Installed capacity by REZ (MW) - Marinus_S2, Step Change scenario
Capacity calculated on 1 July. In early study years some wind and solar projects enter later in the financial year and are therefore reflected in the following financial year's capacity.
Note: the REZ capacity includes capacity from the existing, committed and anticipated renewables mapped to the relevant REZs
Explicitly modelled generation
Region | REZ | REZ Name | Technology | 2024-25 | 2025-26 | 2026-27 | 2027-28 | 2028-29 | 2029-30 | 2030-31 | 2031-32 | 2032-33 | 2033-34 | 2034-35 | 2035-36 | 2036-37 | 2037-38 | 2038-39 | 2039-40 | 2040-41 | 2041-42 | 2042-43 | 2043-44 | 2044-45 | 2045-46 | 2046-47 | 2047-48 | 2048-49 | 2049-50
QLD | Q1 | Far North QLD | Solar | 0 | 0 | 0 | 0 | 0 | 0 | 0 | 0 | 0 | 0 | 0 | 0 | 0 | 0 | 0 | 0 | 0 | 0 | 0 | 0 | 0 | 0 | 0 | 0 | 0 | 0
QLD | Q2 | North Qld Clean Energy Hub | Solar | 83 | 83 | 83 | 83 | 83 | 83 | 83 | 83 | 83 | 83 | 83 | 83 | 83 | 33 | 33 | 33 | 33 | 33 | 33 | 33 | 33 | 33 | 18 | 18 | 0 | 0
QLD | Q3 | Northern Qld | Solar | 513.997 | 513.997 | 513.997 | 513.997 | 513.9971 | 513.9973 | 513.9984 | 513.9984 | 513.9986 | 514.0016 | 514.0016 | 514.0016 | 514.0016 | 1635.2702 | 1635.2702 | 1635.2702 | 1635.2702 | 1635.2702 | 2085.5892 | 2070.3843 | 2070.3843 | 2178.8775 | 2631.4494 | 2521.0494 | 2800.8363 | 2735.059
QLD | Q4 | Isaac | Solar | 684.9 | 684.9 | 684.9 | 684.9 | 684.9001 | 684.9003 | 684.9014 | 684.9015 | 684.9015 | 684.9015 | 684.9015 | 684.9015 | 684.9015 | 684.9015 | 684.9025 | 684.9025 | 684.9025 | 684.9036 | 740.6101 | 740.6101 | 698.1101 | 698.1101 | 698.1101 | 953.0014 | 575.5172 | 537.2459
QLD | Q5 | Barcaldine | Solar | 14 | 14 | 14 | 14.0001 | 19.9011 | 19.9012 | 51.508 | 71.3414 | 216.4248 | 450.9405 | 450.9405 | 450.9406 | 479.2812 | 645.0439 | 645.26 | 659.8666 | 659.8666 | 659.8666 | 725.3624 | 711.3624 | 728.2493 | 886.0067 | 1432.4678 | 1468.4534 | 1635.6677 | 1677.759
QLD | Q6 | Fitzroy | Solar | 401.5 | 401.5 | 401.5 | 401.5 | 401.5002 | 401.5002 | 401.5006 | 436.5323 | 436.5323 | 436.5323 | 436.5323 | 436.5323 | 436.5323 | 436.5328 | 436.5341 | 436.5341 | 436.5342 | 436.5342 | 3142.949 | 3459.0806 | 3459.0806 | 4579.564 | 5816.3394 | 5816.3394 | 5816.3394 | 6662.602
QLD | Q7 | Wide Bay | Solar | 607.83 | 607.83 | 607.83 | 607.83 | 607.8301 | 607.8301 | 607.8302 | 607.8303 | 607.8304 | 607.8304 | 607.8304 | 607.8304 | 607.8304 | 607.8306 | 607.8316 | 607.8334 | 607.837 | 607.837 | 671.8337 | 711.444 | 711.444 | 1478.8794 | 1556.6317 | 1476.7817 | 1476.7817 | 2444.2
QLD | Q8 | Darling Downs | Solar | 1636.558 | 1636.558 | 1636.558 | 1636.5581 | 1636.5582 | 1636.5583 | 2966.602 | 4162.7186 | 4266.693 | 5355.1862 | 5684.6405 | 5866.8275 | 6087.0536 | 6514.421 | 6514.421 | 7182.2875 | 8063.108 | 8063.108 | 8507.558 | 8482.558 | 8323.958 | 8291.854 | 8042.5 | 7642.5 | 7608 | 8807.771
QLD | Q9 | Banana | Solar | 0 | 0 | 0 | 0 | 0.00010154 | 0.00019481 | 0.00071611 | 0.0048791 | 0.0048805 | 0.0048977 | 0.0048979 | 0.0048981 | 0.0049512 | 0.0049766 | 1702.2648 | 1846.5565 | 4706.873 | 6076.331 | 6100 | 6100 | 6100 | 6100 | 6100 | 6100 | 6100 | 6589.3115
NSW | N1 | North West NSW | Solar | 166 | 166 | 166.0002 | 166.0007 | 191.4429 | 191.4429 | 191.4429 | 191.4429 | 191.4429 | 191.4429 | 191.4429 | 191.4429 | 191.4429 | 211.3224 | 217.1323 | 229.336 | 245.8465 | 245.8465 | 248.323 | 265.377 | 265.377 | 265.377 | 268.9407 | 277.9194 | 277.9194 | 277.9194
NSW | N2 | New England | Solar | 555 | 620 | 620 | 620 | 620 | 620.0002 | 620.0002 | 792.8305 | 792.8305 | 1932.4846 | 1932.4846 | 1932.4846 | 1932.4846 | 2181.4047 | 3540 | 3540 | 3540 | 3540 | 4394.4524 | 5081.052 | 5081.052 | 5081.0522 | 6489.051 | 6521.862 | 7575.156 | 10413.751
NSW | N3 | Central-West Orana | Solar | 902.095 | 1739.095 | 1739.095 | 1739.095 | 2581.1797 | 5327.734 | 5327.734 | 5327.734 | 5327.734 | 5327.734 | 5327.734 | 5327.734 | 5327.734 | 6201.7747 | 7461.6643 | 7752.095 | 7752.095 | 7752.095 | 7650.07 | 7650.07 | 7650.07 | 7650.07 | 7650.07 | 7971.056 | 9546.389 | 9344.056
NSW | N4 | Broken Hill | Solar | 53 | 53 | 53 | 53.0002 | 96.4431 | 96.4431 | 96.4431 | 96.4431 | 96.4431 | 96.4431 | 96.4431 | 96.4431 | 96.4431 | 220.8775 | 220.8775 | 220.8775 | 220.8775 | 220.8775 | 220.8775 | 294.6101 | 294.6101 | 294.6101 | 305.3537 | 308.1549 | 308.1549 | 308.1549
NSW | N5 | South West NSW | Solar | 1500.4 | 1500.4 | 1500.4 | 1500.4001 | 1500.401 | 1500.401 | 1500.401 | 1500.401 | 1500.401 | 1500.401 | 1500.401 | 1500.401 | 1500.401 | 3398.0625 | 3247.7625 | 3247.7625 | 3718.9977 | 4062.3734 | 4062.3734 | 4235.5216 | 4235.5216 | 4235.5216 | 4831.4767 | 4831.4767 | 4831.4767 | 4536.0684
NSW | N6 | Wagga Wagga | Solar | 683.028 | 683.028 | 683.028 | 683.0281 | 683.0283 | 683.0283 | 683.0283 | 683.0283 | 683.0283 | 683.0283 | 683.0283 | 683.0283 | 683.0283 | 683.0289 | 683.0289 | 683.0289 | 683.0289 | 683.0299 | 683.0299 | 683.0302 | 683.0302 | 683.2762 | 1711.028 | 1711.028 | 1711.028 | 1711.028
NSW | N7 | Tumut | Solar | 0 | 0 | 0 | 0 | 0 | 0 | 0 | 0 | 0 | 0 | 0 | 0 | 0 | 0 | 0 | 0 | 0 | 0 | 0 | 0 | 0 | 0 | 0 | 0 | 0 | 0
NSW | N8 | Cooma-Monaro | Solar | 0 | 0 | 0 | 0 | 0 | 0 | 0 | 0 | 0 | 0 | 0 | 0 | 0 | 0 | 0 | 0 | 0 | 0 | 0 | 0 | 0 | 0 | 0 | 0 | 0 | 0
VIC | V1 | Ovens Murray | Solar | 0 | 0 | 0 | 0.0007608 | 0.0018019 | 0.001802 | 0.0018025 | 0.0018029 | 0.001809 | 0.0018091 | 0.0018092 | 0.0018092 | 0.0018094 | 0.0018249 | 0.0020801 | 472.2145 | 472.2145 | 992.1066 | 992.1066 | 1000.0001 | 1000.0001 | 1000.0001 | 1000.0001 | 1000.0001 | 1000.0001 | 1000.0001
VIC | V2 | Murray River | Solar | 679.093 | 774.093 | 774.093 | 774.093 | 774.093 | 774.093 | 774.093 | 774.093 | 2035.6601 | 2035.6601 | 2035.6601 | 2035.6601 | 2035.6601 | 2180.5025 | 2435.0005 | 2602.8356 | 2602.8356 | 2926.951 | 2926.951 | 3020.421 | 3020.421 | 2989.318 | 3270.9763 | 3270.9763 | 3441.311 | 3186.8779
VIC | V3 | Western Victoria | Solar | 0 | 0 | 0 | 0.0003271 | 0.0003733 | 0.00037345 | 0.00037356 | 0.00037377 | 0.0003757 | 0.00037597 | 0.00037606 | 0.00037633 | 0.00037733 | 0.0003868 | 0.00045916 | 0.0005433 | 0.00066574 | 392.5229 | 400 | 400 | 400 | 400 | 400 | 400 | 400 | 400
VIC | V4 | South West Victoria | Solar | 0 | 0 | 0 | 0 | 0 | 0 | 0 | 0 | 0 | 0 | 0 | 0 | 0 | 0 | 0 | 0 | 0 | 0 | 0 | 0 | 0 | 0 | 0 | 0 | 0 | 0
VIC | V5 | Gippsland | Solar | 0 | 77 | 77 | 77 | 77 | 77 | 77 | 77 | 77 | 77 | 77 | 77 | 77 | 77 | 77 | 77 | 77 | 353.4779 | 353.4779 | 500 | 500 | 500 | 500.0001 | 500.0001 | 500.0001 | 500.0001
VIC | V6 | Central North VIC | Solar | 402.48 | 622.48 | 622.48 | 622.48 | 622.48 | 622.48 | 622.48 | 622.48 | 622.48 | 622.48 | 622.48 | 622.48 | 622.48 | 622.48 | 622.48 | 622.48 | 622.48 | 881.8456 | 881.8456 | 953.93 | 884.4601 | 884.4601 | 993.4661 | 993.4661 | 1030.2815 | 1030.2815
SA | S1 | South East SA | Solar | 155.16 | 512.16 | 512.16 | 512.16 | 512.16 | 512.16 | 512.16 | 512.16 | 512.16 | 512.16 | 512.16 | 512.16 | 512.16 | 512.16 | 512.16 | 512.16 | 512.16 | 512.16 | 512.16 | 512.16 | 512.16 | 512.16 | 512.16 | 512.16 | 512.16 | 404.16
SA | S2 | Riverland | Solar | 25.26 | 55.26 | 55.26 | 55.26 | 55.26 | 55.26 | 55.26 | 49.14 | 49.14 | 49.14 | 49.14 | 49.14 | 49.14 | 49.1407 | 65.6948 | 148.0345 | 702.6978 | 1660.4857 | 2322.6132 | 2580.4947 | 2580.4947 | 2573.1147 | 3099.872 | 3099.872 | 3099.872 | 3099.872
SA | S3 | Mid-North SA | Solar | 0 | 0 | 0 | 0.00021915 | 0.000246 | 0.00024631 | 0.00024675 | 0.00024778 | 0.00027989 | 0.0002898 | 0.00028987 | 0.00028993 | 0.00029029 | 0.00059256 | 0.00059685 | 0.00088588 | 0.00090604 | 0.0020164 | 0.0026946 | 0.0033806 | 0.0033809 | 0.0033815 | 0.0033969 | 0.0033978 | 0.003402 | 0.0034034
SA | S4 | Yorke Peninsula | Solar | 0 | 0 | 0 | 0 | 0 | 0 | 0 | 0 | 0 | 0 | 0 | 0 | 0 | 0 | 0 | 0 | 0 | 0 | 0 | 0 | 0 | 0 | 0 | 0 | 0 | 0
SA | S5 | Northern SA | Solar | 349.2 | 349.2 | 349.2 | 349.2003 | 349.2003 | 349.2003 | 349.2003 | 349.2003 | 349.2003 | 349.2003 | 349.2003 | 349.2003 | 349.2003 | 349.2008 | 349.2008 | 349.2011 | 349.2012 | 349.203 | 349.2211 | 349.2211 | 79.2211 | 79.2211 | 79.2212 | 0.021159 | 0.021163 | 0.021165
SA | S6 | Leigh Creek | Solar | 0 | 0 | 0.0001042 | 0.00027934 | 53.0665 | 53.0665 | 53.0665 | 53.0665 | 53.0665 | 53.0665 | 53.0665 | 53.0665 | 53.0665 | 293.2726 | 355.6121 | 453.1775 | 453.1775 | 498.5924 | 498.5924 | 574.7258 | 574.7258 | 574.7258 | 1290.1626 | 1290.1626 | 1346.931 | 1346.931
SA | S7 | Roxby Downs | Solar | 0 | 0 | 0.00010549 | 137.1799 | 137.1799 | 137.1799 | 137.1799 | 137.1799 | 137.1799 | 137.1799 | 137.1799 | 137.1799 | 137.1799 | 599.9083 | 599.9083 | 663.9593 | 663.9593 | 663.9593 | 663.9593 | 701.1752 | 701.1752 | 701.1752 | 733.1564 | 733.1564 | 740.171 | 740.171
SA | S8 | Eastern Eyre Peninsula | Solar | 0 | 0 | 0 | 0.00012794 | 0.00013327 | 0.00013549 | 0.00013641 | 0.00013741 | 0.00016813 | 0.00018398 | 0.00018406 | 0.00018412 | 0.00018463 | 0.00022286 | 0.00031447 | 0.00046361 | 0.00046597 | 0.00061056 | 0.00075332 | 0.0010567 | 0.0010569 | 0.0010577 | 0.0010642 | 0.0010661 | 0.0011518 | 0.0011538
SA | S9 | Western Eyre Peninsula | Solar | 0 | 0 | 0 | 0.00035272 | 0.00035814 | 0.00035865 | 0.00035897 | 0.00036017 | 0.00036848 | 0.00038096 | 0.00038104 | 0.0003811 | 0.00038141 | 0.00078641 | 0.00089813 | 0.008059 | 0.0080697 | 162.2813 | 233.8088 | 258.1621 | 258.1621 | 258.1621 | 258.1621 | 258.1621 | 258.1621 | 258.1621
TAS | T1 | North East Tasmania | Solar | 0 | 0 | 0 | 0 | 0 | 0 | 0 | 0.00010049 | 0.00013909 | 0.0001536 | 0.00015364 | 0.00015372 | 0.00015397 | 0.00016584 | 0.00020964 | 0.00029067 | 0.00035146 | 0.00053245 | 0.00053322 | 0.00053345 | 0.0005339 | 0.0005351 | 0.00055187 | 0.00055279 | 0.0010004 | 0.0010019
TAS | T2 | North West Tasmania | Solar | 0 | 0 | 0 | 0 | 0 | 0.00010302 | 0.00010376 | 0.00010591 | 0.00012213 | 0.0001345 | 0.00013456 | 0.00013471 | 0.00013515 | 0.00015233 | 0.00020457 | 0.00028819 | 0.00036514 | 0.00050983 | 0.00051566 | 0.00051678 | 0.00051866 | 0.0005215 | 0.00056618 | 0.00056945 | 0.0010683 | 0.0010725
TAS | T3 | Central Highlands | Solar | 0 | 0 | 0 | 0 | 0 | 0 | 0 | 0 | 0.00013417 | 0.0001355 | 0.00013555 | 0.00013564 | 0.0001359 | 0.00017042 | 0.00019066 | 0.00028794 | 0.00032487 | 0.00054105 | 0.00054332 | 0.00054373 | 0.00054431 | 0.00054541 | 0.00057164 | 0.00057256 | 0.0010567 | 0.0010593
Region | REZ | REZ Name | Technology | 2024-25 | 2025-26 | 2026-27 | 2027-28 | 2028-29 | 2029-30 | 2030-31 | 2031-32 | 2032-33 | 2033-34 | 2034-35 | 2035-36 | 2036-37 | 2037-38 | 2038-39 | 2039-40 | 2040-41 | 2041-42 | 2042-43 | 2043-44 | 2044-45 | 2045-46 | 2046-47 | 2047-48 | 2048-49 | 2049-50
QLD | Q1 | Far North QLD | Wind | 330.318 | 821.6036 | 821.6037 | 821.6037 | 821.6037 | 821.6037 | 821.6037 | 821.6037 | 821.6037 | 821.6037 | 821.6037 | 821.6037 | 821.6037 | 821.6037 | 821.6037 | 821.6037 | 821.6037 | 821.6037 | 821.6037 | 641.0857 | 641.0857 | 641.0857 | 641.0857 | 641.0857 | 491.2857 | 491.2857
QLD | Q2 | North Qld Clean Energy Hub | Wind | 43.2 | 51.914 | 51.9141 | 51.9141 | 51.9141 | 51.9141 | 51.9141 | 51.9141 | 51.9141 | 51.9141 | 51.9141 | 51.9141 | 51.9141 | 51.9141 | 51.9141 | 51.9141 | 51.9141 | 51.9141 | 51.9141 | 51.9141 | 51.9141 | 8.7141 | 8.7141 | 8.7141 | 8.7141 | 8.7141
QLD | Q3 | Northern Qld | Wind | 0 | 0 | 0 | 0 | 0 | 0 | 0 | 0 | 0 | 0 | 0 | 0 | 0 | 0 | 0 | 0 | 0 | 0 | 0 | 0 | 0 | 0 | 0 | 0 | 0 | 0
QLD | Q4 | Isaac | Wind | 0 | 450.0001 | 774.9055 | 774.9055 | 2239.484 | 2239.484 | 2239.484 | 2468.9105 | 2468.9105 | 3034.2441 | 3084.6965 | 3084.6968 | 3131.8354 | 3800 | 3800 | 3800 | 3800 | 3800 | 3800 | 3800 | 3800 | 3800 | 3800 | 3800 | 3800 | 3800
QLD | Q5 | Barcaldine | Wind | 0 | 0.00011192 | 95.0145 | 95.0145 | 112.0235 | 112.0235 | 112.0236 | 112.0237 | 393.0745 | 982.1391 | 1000.0009 | 1000.0009 | 1000.0009 | 1000.004 | 1000.004 | 1000.004 | 1000.004 | 1000.004 | 1060.4299 | 1073.6505 | 1073.6505 | 1073.6506 | 1736.8679 | 1736.8679 | 1953.0431 | 1953.0432
QLD | Q6 | Fitzroy | Wind | 0 | 0.00042876 | 388.6433 | 388.6433 | 900.0004 | 900.0049 | 987.792 | 1758.9898 | 1758.9898 | 2742.8352 | 2764.9664 | 2764.9664 | 2764.9664 | 3500 | 3500 | 3500 | 3500 | 3500 | 3500 | 3500 | 3500 | 3500 | 4920.9998 | 4921 | 4921 | 4921
QLD | Q7 | Wide Bay | Wind | 0 | 0 | 0 | 0 | 265.9691 | 265.9691 | 265.9691 | 265.9691 | 265.9691 | 265.9691 | 265.9691 | 265.9691 | 265.9691 | 294.4786 | 294.4786 | 294.4786 | 294.4786 | 294.4786 | 294.4786 | 294.4786 | 294.4786 | 294.4786 | 530.7841 | 530.7844 | 530.7844 | 530.7844
QLD | Q8 | Darling Downs | Wind | 1548.89 | 2282.9883 | 4261.3628 | 4261.3628 | 4412.7196 | 5465.2833 | 5664.7892 | 5664.7892 | 7311.578 | 9317.2357 | 9317.2357 | 9317.2367 | 10612.7064 | 10612.7064 | 10612.7064 | 10612.7064 | 10612.7064 | 10612.7064 | 10612.7064 | 10612.7064 | 10159.8164 | 10312.63 | 10312.63 | 10312.63 | 10312.63 | 10312.63
QLD | Q9 | Banana | Wind | 0 | 0 | 0.00010797 | 0.00010885 | 899.9999 | 900.0001 | 900.0001 | 900.0001 | 900.0003 | 900.0003 | 900.0004 | 900.0004 | 900.0005 | 900.0013 | 900.0013 | 900.0013 | 900.0013 | 900.0013 | 900.0013 | 900.0013 | 900.0013 | 900.0016 | 900.0017 | 900.0017 | 900.0017 | 900.0017
NSW | N1 | North West NSW | Wind | 0 | 0 | 0 | 0 | 0 | 0 | 0 | 0 | 0 | 0 | 0 | 0 | 0 | 0 | 0 | 0 | 0 | 0 | 0 | 0 | 0 | 0 | 0 | 0 | 0 | 0
NSW | N2 | New England | Wind | 442.48 | 2950.9644 | 3126.1563 | 3612.1373 | 6044.705 | 6833.075 | 7247.5054 | 7247.5054 | 7367.277 | 7367.277 | 7842.48 | 7842.48 | 7842.48 | 7842.48 | 7670 | 7670 | 7670 | 7670 | 7670 | 7400 | 7400 | 7400 | 7400 | 7400 | 7400 | 7400
NSW | N3 | Central-West Orana | Wind | 113.19 | 1239.8536 | 1531.19 | 1531.19 | 1531.19 | 1665.024 | 1665.024 | 1665.024 | 2457.6198 | 2457.6198 | 2457.6198 | 2457.6198 | 2457.6198 | 2457.6198 | 2457.6198 | 2457.6198 | 2457.6198 | 2839.9526 | 2839.9526 | 2839.9526 | 2839.9526 | 3113.1898 | 3113.19 | 3113.19 | 3113.19 | 3000
NSW | N4 | Broken Hill | Wind | 198.94 | 198.9402 | 264.4089 | 264.4089 | 264.4089 | 274.3416 | 274.3416 | 274.3416 | 281.4698 | 281.4698 | 281.4698 | 290.4465 | 290.4465 | 290.4465 | 290.4465 | 290.4465 | 290.4465 | 294.7005 | 300.085 | 245.4193 | 281.5206 | 304.2181 | 304.2181 | 304.2181 | 312.5481 | 312.5481
NSW | N5 | South West NSW | Wind | 0 | 0.00067245 | 0.00067719 | 0.00067781 | 0.00067788 | 0.0016702 | 0.0016744 | 427.5724 | 930.0123 | 1071.9658 | 1071.9658 | 1100.0014 | 1100.0014 | 1100.0014 | 1100.0014 | 1100.0014 | 1100.0017 | 1100.0017 | 1471.6397 | 1471.6397 | 1588.8514 | 1729.1575 | 1729.1575 | 1729.1575 | 2172.4446 | 2172.4446
NSW | N6 | Wagga Wagga | Wind | 0 | 0.00012438 | 0.00012477 | 0.00012501 | 0.0001257 | 0.00031365 | 0.00031938 | 0.00042719 | 0.00047336 | 0.00047578 | 0.000476 | 0.00049237 | 0.00052601 | 0.00052782 | 0.00056848 | 0.00057133 | 0.00083072 | 0.00087217 | 0.00095719 | 0.00095788 | 0.00097507 | 0.0012975 | 0.0013036 | 0.0015456 | 0.0015506 | 0.0035867
NSW | N7 | Tumut | Wind | 0 | 0 | 0 | 0 | 0 | 0 | 0 | 0 | 0 | 0 | 0 | 0 | 0 | 0 | 0 | 0 | 0 | 0 | 0 | 0 | 0 | 0 | 0 | 0 | 0 | 0
NSW | N8 | Cooma-Monaro | Wind | 113 | 384.9871 | 384.9871 | 384.9871 | 413 | 413 | 413 | 413 | 413 | 413 | 413 | 413 | 413.0002 | 432.0358 | 432.0358 | 432.0358 | 379.6283 | 379.6283 | 379.6283 | 379.6283 | 379.6283 | 748.9622 | 828 | 828 | 828 | 828
VIC | V1 | Ovens Murray | Wind | 0 | 0 | 0 | 0 | 0 | 0 | 0 | 0 | 0 | 0 | 0 | 0 | 0 | 0 | 0 | 0 | 0 | 0 | 0 | 0 | 0 | 0 | 0 | 0 | 0 | 0
VIC | V2 | Murray River | Wind | 0 | 0 | 0 | 0 | 0 | 0 | 0 | 0 | 0 | 0 | 0 | 0 | 0 | 0 | 0 | 0 | 0 | 0 | 0 | 0 | 0 | 0 | 0 | 0 | 0 | 0
VIC | V3 | Western Victoria | Wind | 1934.5 | 1934.5 | 1934.5002 | 2971.1484 | 3360.725 | 3776.8623 | 3776.8623 | 3776.8623 | 3862.62 | 3810.12 | 3618.12 | 3618.12 | 3618.12 | 3618.12 | 3618.12 | 3618.12 | 3618.12 | 3618.12 | 3587.07 | 3455.87 | 3143.87 | 3143.87 | 3143.87 | 3375.2015 | 3547.05 | 2809
VIC | V4 | South West Victoria | Wind | 2082.66 | 3170.66 | 3170.6602 | 3992.0548 | 4253.3425 | 4253.3425 | 4253.3425 | 4253.3425 | 4253.3425 | 4253.3425 | 4253.3425 | 4253.3425 | 4253.3425 | 4186.1425 | 3766.1425 | 3766.1425 | 3584.4425 | 3584.4425 | 4105.64 | 4159.7137 | 4159.7137 | 3780.5998 | 3780.5998 | 3780.6 | 3780.6 | 3780.6
VIC | V5 | Gippsland | Wind | 0 | 0 | 377.5964 | 500.0029 | 500.003 | 500.003 | 500.003 | 500.003 | 500.003 | 500.003 | 500.003 | 500.003 | 500.003 | 500.003 | 500.003 | 500.003 | 500.003 | 500.003 | 500.003 | 500.003 | 500.003 | 500.003 | 500.003 | 500.003 | 500.003 | 500.003
VIC | V6 | Central North VIC | Wind | 0 | 0 | 0.00034215 | 0.0020129 | 0.0021778 | 0.0021803 | 0.0021824 | 0.0021939 | 0.0022871 | 0.0022876 | 0.0022878 | 0.0022882 | 0.0022885 | 0.002289 | 0.0022895 | 0.0022905 | 0.0022925 | 0.0022976 | 0.0022993 | 0.0023001 | 0.0023025 | 0.0023065 | 0.0023118 | 0.0025254 | 0.0025537 | 0.0028008
SA | S1 | South East SA | Wind | 324.5 | 324.5 | 324.5017 | 324.5017 | 324.5017 | 1124.5006 | 1124.5009 | 1124.5013 | 1473.4599 | 1473.4599 | 1473.4599 | 1346.9599 | 1480.8281 | 1480.8281 | 1328.7834 | 1328.7834 | 1289.7834 | 1289.7834 | 1411.2812 | 1411.2812 | 1411.2812 | 1414.7711 | 1414.7711 | 1754.2352 | 1947.9307 | 1947.9307
SA | S2 | Riverland | Wind | 0 | 0 | 0.00028224 | 0.00028303 | 0.00028372 | 0.00033525 | 0.00055489 | 0.00057054 | 0.00084285 | 0.00085219 | 0.00085306 | 0.0010107 | 0.0010141 | 0.001018 | 0.0010912 | 0.0011025 | 0.0011138 | 0.0011263 | 0.001712 | 0.0017137 | 0.0017177 | 0.0017289 | 0.001739 | 0.0018784 | 0.001971 | 0.0019744
SA | S3 | Mid-North SA | Wind | 1343.06 | 1756.06 | 1927.2288 | 1927.2288 | 1927.2288 | 2140.1758 | 2140.1758 | 2140.1758 | 2140.1758 | 2041.4759 | 2041.4759 | 2261.8651 | 2547.5406 | 2547.5406 | 2595.77 | 2269.07 | 2269.07 | 2269.07 | 2274.4599 | 2060.5999 | 2060.5999 | 1929.8 | 1929.8 | 1929.8 | 1929.8 | 1929.8
SA | S4 | Yorke Peninsula | Wind | 90.75 | 90.75 | 109.4473 | 109.4473 | 109.4473 | 108.3694 | 110.7672 | 114.6546 | 115.0956 | 115.0956 | 115.0956 | 115.0956 | 115.0957 | 115.0957 | 115.0957 | 115.0957 | 115.0957 | 115.0957 | 115.0957 | 115.0957 | 115.0957 | 115.0959 | 115.0962 | 115.0962 | 115.0964 | 115.0969
SA | S5 | Northern SA | Wind | 422.4 | 422.4 | 422.4 | 422.4 | 422.4 | 422.4 | 422.4 | 422.4 | 422.4 | 422.4 | 422.4 | 422.4 | 422.4 | 422.4 | 422.4 | 422.4 | 422.4 | 422.4 | 422.4 | 422.4 | 422.4 | 210 | 210 | 210 | 210 | 210
SA | S6 | Leigh Creek | Wind | 0 | 0 | 0.00052766 | 0.00053026 | 600.001 | 600.001 | 600.001 | 600.001 | 600.001 | 600.001 | 600.001 | 600.001 | 600.001 | 600.0045 | 600.0045 | 600.0045 | 600.0045 | 600.0045 | 600.0045 | 600.0045 | 600.0045 | 600.0045 | 1426.5565 | 1426.5565 | 1426.5566 | 1426.5566
SA | S7 | Roxby Downs | Wind | 0 | 0 | 0 | 0 | 0 | 0 | 0 | 0 | 0 | 0 | 0 | 0 | 0 | 0 | 0 | 0 | 0 | 0 | 0 | 0 | 0 | 0 | 0 | 0 | 0 | 0
SA | S8 | Eastern Eyre Peninsula | Wind | 136 | 136 | 136.0008 | 136.0008 | 136.0011 | 150.0605 | 106.8746 | 125.4421 | 325.483 | 325.483 | 325.483 | 255.483 | 255.483 | 255.483 | 255.483 | 255.4831 | 255.4831 | 255.4831 | 255.4831 | 255.4831 | 316.2767 | 319.7419 | 319.7419 | 319.7419 | 319.742 | 319.742
SA | S9 | Western Eyre Peninsula | Wind | 0 | 0 | 336.8011 | 355.646 | 355.646 | 355.646 | 355.646 | 369.405 | 400.0003 | 400.0003 | 400.0003 | 400.0003 | 400.0003 | 400.0004 | 400.0004 | 400.0004 | 400.0004 | 400.0004 | 400.0004 | 400.0004 | 400.0005 | 400.0007 | 400.0008 | 400.0008 | 400.0008 | 400.0008
TAS | T1 | North East Tasmania | Wind | 168 | 168 | 168 | 168.0003 | 168.0007 | 168.0027 | 168.0027 | 168.0027 | 168.0027 | 168.0027 | 168.0027 | 168.0027 | 168.0027 | 168.0027 | 168.0027 | 168.0027 | 168.0027 | 168.0027 | 168.0027 | 168.0027 | 168.0027 | 168.0027 | 168.0027 | 168.0034 | 168.0042 | 168.0042
TAS | T2 | North West Tasmania | Wind | 251.35 | 251.35 | 251.3501 | 251.3501 | 288.325 | 450.3454 | 1055.6666 | 1063.1499 | 1551.3511 | 1551.3511 | 1551.3511 | 1551.3511 | 1551.3511 | 1551.3511 | 1551.3511 | 1551.3511 | 1551.3511 | 1551.3511 | 1551.3511 | 1551.3511 | 1551.3511 | 1551.3511 | 1551.3511 | 1551.3527 | 1551.3527 | 1551.3527
TAS | T3 | Central Highlands | Wind | 144 | 187.0515 | 427.2079 | 712.5127 | 965.5072 | 1107.9242 | 1816.3243 | 1816.3243 | 1895.9468 | 1969.4204 | 1969.4204 | 1969.4204 | 1969.4204 | 1969.4204 | 1969.4204 | 1969.4204 | 1969.4204 | 1969.4204 | 1969.4204 | 1969.4204 | 1825.4204 | 1825.4204 | 1912.0294 | 1912.0294 | 1912.0294 | 1912.0294
Region | REZ | REZ Name | Technology | 2024-25 | 2025-26 | 2026-27 | 2027-28 | 2028-29 | 2029-30 | 2030-31 | 2031-32 | 2032-33 | 2033-34 | 2034-35 | 2035-36 | 2036-37 | 2037-38 | 2038-39 | 2039-40 | 2040-41 | 2041-42 | 2042-43 | 2043-44 | 2044-45 | 2045-46 | 2046-47 | 2047-48 | 2048-49 | 2049-50
NSW | O1 | Hunter Coast | Offshore Wind | 0 | 0 | 0 | 0 | 0 | 0 | 0 | 0 | 0 | 0 | 0 | 0 | 0 | 0 | 0 | 0 | 0 | 0 | 0 | 0 | 0 | 0 | 0 | 0 | 0 | 0
NSW | O2 | Illawarra Coast | Offshore Wind | 0 | 0 | 0 | 0 | 0 | 0 | 0 | 0 | 0 | 0 | 0 | 0 | 0 | 0 | 0 | 0 | 0 | 0.00010274 | 0.00011316 | 0.00011688 | 0.00012457 | 0.00012838 | 0.00017976 | 0.00018033 | 0.00024889 | 0.00025213
VIC | O3 | Gippsland Coast | Offshore Wind | 0 | 0 | 0 | 0 | 499.9999 | 999.9991 | 1499.999 | 1999.999 | 2666.999 | 3332.999 | 3797.552 | 4191.182 | 4199.6196 | 4493.341 | 4493.341 | 5052 | 5052 | 5052 | 5052 | 5052 | 5052 | 5052 | 5052 | 5052 | 5052 | 5052
TAS | O4 | North West Tasmania Coast | Offshore Wind | 0 | 0 | 0 | 0 | 0 | 0 | 0 | 0 | 0 | 0 | 0 | 0 | 0 | 0 | 0 | 0 | 0 | 0 | 0 | 0 | 0 | 0 | 0 | 0.00011754 | 0.00012261 | 0.00014121
VIC | O5 | Portland Coast | Offshore Wind | 0 | 0 | 0 | 0 | 0 | 0.00085226 | 0.00095745 | 0.00096001 | 0.00097018 | 0.00097341 | 202.4479 | 808.8178 | 1800.3804 | 2506.6592 | 3506.6592 | 3948 | 3948 | 3948 | 3948 | 3948 | 3948 | 3948 | 3948 | 3948 | 3948 | 3948
SA | O6 | South East SA Coast | Offshore Wind | 0 | 0 | 0 | 0 | 0 | 0 | 0 | 0 | 0 | 0 | 0 | 0 | 0 | 0 | 0 | 0 | 0 | 0 | 0 | 0 | 0 | 0.00011363 | 0.00011991 | 0.00014502 | 0.0001517 | 0.00015244

## Marinus_S2_VOM Cost
VOM cost by technology ($000s) - Marinus_S2, Step Change scenario
VOM | Real June 2023 dollars discounted to 1 July 2023.
Explicitly modelled generation
Region | Technology | 2024-25 | 2025-26 | 2026-27 | 2027-28 | 2028-29 | 2029-30 | 2030-31 | 2031-32 | 2032-33 | 2033-34 | 2034-35 | 2035-36 | 2036-37 | 2037-38 | 2038-39 | 2039-40 | 2040-41 | 2041-42 | 2042-43 | 2043-44 | 2044-45 | 2045-46 | 2046-47 | 2047-48 | 2048-49 | 2049-50
NEM | Black Coal | 387398.034 | 285263.5573 | 229489.8699 | 189568.2849 | 134156.0746 | 93614.1391 | 79127.511 | 58508.9421 | 52955.0731 | 30580.9375 | 24834.6544 | 16177.22 | 13976.087 | 14286.4477 | 0.010059 | 0.0090418 | 0.0029534 | 0.0023629 | 0.0021695 | 0.0021362 | 0.0018687 | 0.0014995 | 0.0014213 | 0.0013582 | 0.0011846 | 0.0010455
NEM | Brown Coal | 132984.353 | 103148.77 | 82157.0835 | 34898.9787 | 30054.6409 | 10718.1317 | 0.0060046 | 0.0032246 | 0.0025186 | 0.0010493 | 0 | 0 | 0 | 0 | 0 | 0 | 0 | 0 | 0 | 0 | 0 | 0 | 0 | 0 | 0 | 0
NEM | CCGT | 16232.4274 | 20761.9022 | 30519.8083 | 58871.7569 | 46901.242 | 52196.55 | 50198.0721 | 43118.9819 | 41112.2263 | 38045.9959 | 35307.2293 | 30920.3881 | 22364.6853 | 18557.0416 | 17955.9956 | 14651.1704 | 12853.7917 | 10286.9324 | 10714.0436 | 7565.4741 | 6174.2449 | 3052.4891 | 1928.6385 | 1649.0459 | 1527.981 | 1471.0402
NEM | Gas - Steam | 99.1643 | 744.2294 | 4923.226 | 3788.3232 | 4798.484 | 2722.018 | 2005.7326 | 1909.4132 | 1657.3669 | 1225.9442 | 1420.4562 | 757.5485 | 736.0008 | 651.4384 | 658.0108 | 0 | 0 | 0 | 0 | 0 | 0 | 0 | 0 | 0 | 0 | 0
NEM | OCGT / Diesel | 1314.7626 | 679.6446 | 2738.3291 | 29519.1399 | 15459.4563 | 31199.1744 | 30583.3283 | 37610.2724 | 28810.1661 | 23227.4116 | 37998.9209 | 28458.9746 | 27586.6491 | 26648.0362 | 31459.9202 | 40046.8082 | 37724.9037 | 30230.2897 | 22043.457 | 32466.8734 | 22253.5152 | 20695.8456 | 17893.7959 | 14827.3493 | 16807.1385 | 14790.9315
NEM | Hydro | 112403.632 | 130870.7383 | 115884.1692 | 95894.9726 | 103258.7857 | 99770.1323 | 75657.0632 | 73009.774 | 62004.7334 | 66636.1997 | 67568.0767 | 60018.5875 | 48813.4488 | 56685.2724 | 46504.5896 | 39267.1856 | 34692.2794 | 32289.6056 | 33303.5543 | 32776.0467 | 28534.506 | 24691.9704 | 28756.3264 | 23625.8674 | 20484.5483 | 17804.4282
NEM | Hydrogen Turbine | 0 | 0.0010938 | 320.5232 | 263.2887 | 1350.8428 | 22.9678 | 6.7056 | 0.0011175 | 204.2723 | 50.3693 | 12.4297 | 287.2237 | 126.2551 | 169.9783 | 0.0014268 | 437.3116 | 181.9069 | 883.578 | 214.8337 | 1940.0478 | 1976.6391 | 4002.5248 | 6610.6752 | 6201.101 | 6369.197 | 5957.0155
NEM | Wind | 2940.6343 | 4468.3343 | 5363.5282 | 6001.2945 | 6920.3405 | 7261.1277 | 7501.9262 | 7538.7194 | 7534.8071 | 7559.1433 | 7244.1438 | 7220.466 | 7166.6513 | 6740.7185 | 6294.155 | 5893.13 | 5523.8308 | 5113.4052 | 4745.9529 | 4384.9161 | 4241.0409 | 3990.7645 | 3815.5394 | 3558.5177 | 3289.7439 | 3085.8376
NEM | Solar PV | 1948.6201 | 1866.06 | 1746.5314 | 1854.8427 | 1678.19 | 2074.8393 | 2315.3288 | 2324.5245 | 2323.1231 | 2395.0836 | 2202.3388 | 2174.9065 | 2056.4747 | 2007.137 | 2250.576 | 2299.3351 | 2304.9135 | 2490.6878 | 2557.7042 | 2434.6814 | 2356.5904 | 2306.9951 | 2044.17 | 2001.6057 | 1960.8395 | 1880.7606
NEM | Grid Battery | 61.2197 | 88.2015 | 107.8048 | 301.3781 | 290.5102 | 294.5423 | 282.6789 | 296.5085 | 311.5219 | 296.5459 | 291.3948 | 318.3623 | 298.7926 | 251.685 | 250.146 | 338.3415 | 308.4435 | 600.3065 | 728.1593 | 662.4051 | 621.0716 | 621.4412 | 489.0836 | 423.0059 | 423.1769 | 371.3977
NEM | Pumped Hydro | 7219.6811 | 10520.9295 | 10601.2088 | 8979.2214 | 7132.7995 | 15907.8826 | 23885.9971 | 24690.3016 | 23193.4961 | 22777.5271 | 21330.7527 | 20699.6051 | 19325.7653 | 17584.0477 | 13713.5572 | 13203.4742 | 10169.4118 | 11279.7958 | 10564.7387 | 8883.96 | 7971.5289 | 7591.813 | 7319.1131 | 6351.1192 | 4794.7558 | 4044.2244
NEM | Coordinated CER storage | 31.6738 | 54.238 | 83.7564 | 112.1504 | 125.8391 | 178.7465 | 213.5337 | 242.2156 | 279.0855 | 313.5896 | 334.1487 | 372.5829 | 402.2964 | 386.0687 | 435.4925 | 446.9889 | 445.4759 | 476.8888 | 485.9734 | 485.9366 | 504.2593 | 523.9113 | 480.0414 | 493.2909 | 482.0014 | 460.4738
Total excluding storage |  | 662634.2025 | 558466.6062 | 483935.8388 | 430053.6322 | 352127.2057 | 315960.2516 | 271777.8835 | 249249.6576 | 220385.8743 | 193108.7487 | 198544.5461 | 167405.8653 | 142853.1063 | 143967.8715 | 119522.4543 | 116583.7546 | 104204.96 | 93651.4922 | 85358.4192 | 91600.3432 | 74633.3981 | 67477.7564 | 69337.3849 | 59130.9044 | 56139.3836 | 49866.1106
Region | Technology | 2024-25 | 2025-26 | 2026-27 | 2027-28 | 2028-29 | 2029-30 | 2030-31 | 2031-32 | 2032-33 | 2033-34 | 2034-35 | 2035-36 | 2036-37 | 2037-38 | 2038-39 | 2039-40 | 2040-41 | 2041-42 | 2042-43 | 2043-44 | 2044-45 | 2045-46 | 2046-47 | 2047-48 | 2048-49 | 2049-50
NSW1 | Black Coal | 195012.694 | 123015.4645 | 96796.89 | 92843.1676 | 56651.8079 | 30734.7383 | 29810.5022 | 26022.7401 | 25155.9273 | 19597.626 | 15070.6625 | 7069.3234 | 6554.6341 | 6420.4798 | 0.0034237 | 0.0031344 | 0 | 0 | 0 | 0 | 0 | 0 | 0 | 0 | 0 | 0
NSW1 | Brown Coal | 0 | 0 | 0 | 0 | 0 | 0 | 0 | 0 | 0 | 0 | 0 | 0 | 0 | 0 | 0 | 0 | 0 | 0 | 0 | 0 | 0 | 0 | 0 | 0 | 0 | 0
NSW1 | CCGT | 221.0458 | 2463.329 | 11697.8836 | 14040.8598 | 11204.8037 | 12509.4667 | 11851.0685 | 7741.0467 | 8775.3871 | 8057.5975 | 7186.2313 | 6171.8117 | 4364.04 | 5297.2099 | 4669.6973 | 4297.6562 | 3914.1141 | 2609.7799 | 3537.3192 | 0.00093365 | 0.00083964 | 0.00079224 | 0.00074287 | 0.00069309 | 0.00064025 | 0.00059399
NSW1 | Gas - Steam | 0 | 0 | 0 | 0 | 0 | 0 | 0 | 0 | 0 | 0 | 0 | 0 | 0 | 0 | 0 | 0 | 0 | 0 | 0 | 0 | 0 | 0 | 0 | 0 | 0 | 0
NSW1 | OCGT / Diesel | 58.4521 | 580.8564 | 669.1076 | 6648.0339 | 2799.1919 | 12463.2465 | 9448.0706 | 13284.0436 | 8218.6105 | 6082.3793 | 11898.7774 | 9144.705 | 7727.6227 | 5836.1243 | 9732.9243 | 10631.2017 | 11348.5724 | 8054.6813 | 6079.1551 | 9719.7682 | 5289.2647 | 4609.3259 | 3706.1112 | 4059.0811 | 3329.9449 | 3441.0047
NSW1 | Hydro | 22850.5251 | 24136.2284 | 23517.9467 | 17724.0818 | 22191.3239 | 17987.9345 | 14214.8793 | 13736.1739 | 12169.0316 | 13215.1955 | 13282.4421 | 11603.8703 | 8971.9554 | 12229.1511 | 9364.5724 | 7957.8013 | 6995.5104 | 6525.8461 | 6937.8367 | 6850.5943 | 5926.3832 | 4620.7405 | 6515.3675 | 4778.3057 | 3781.2384 | 3397.6298
NSW1 | Hydrogen Turbine | 0 | 0 | 0 | 0 | 0 | 0 | 0 | 0 | 0 | 0 | 0 | 0 | 0 | 0 | 0 | 0 | 0 | 0 | 0 | 0 | 0 | 0 | 0 | 0 | 0 | 0
NSW1 | Wind | 704.1878 | 1694.8282 | 1744.368 | 1802.3708 | 2280.9507 | 2144.7351 | 2226.4109 | 2130.6355 | 2188.9303 | 2023.6575 | 1958.5368 | 1924.947 | 1889.2453 | 1745.9854 | 1467.749 | 1417.5593 | 1285.0307 | 1265.0949 | 1182.1642 | 1052.326 | 1036.4019 | 1017.3579 | 952.6347 | 820.5794 | 784.7156 | 700.3919
NSW1 | Solar PV | 879.749 | 891.0326 | 877.0166 | 848.0505 | 853.8626 | 1193.8497 | 1241.3994 | 1171.8051 | 1088.1899 | 1115.3142 | 995.187 | 990.9125 | 921.6304 | 960.4403 | 1057.1936 | 1067.8033 | 960.4718 | 958.7576 | 911.2216 | 867.9316 | 878.1781 | 828.4017 | 773.2 | 742.3981 | 779.7915 | 727.6056
NSW1 | Grid Battery | 14.1797 | 25.4011 | 24.9907 | 140.6688 | 115.8689 | 120.0655 | 113.0698 | 103.5044 | 95.6268 | 89.9433 | 79.0789 | 77.2212 | 71.2626 | 59.8439 | 60.9874 | 57.1393 | 50.688 | 54.1973 | 50.4612 | 44.1564 | 45.1431 | 43.1311 | 35.482 | 8.6128 | 45.8412 | 39.1628
NSW1 | Pumped Hydro | 1814.2631 | 2439.3762 | 2614.7585 | 2044.5877 | 1701.0165 | 10201.5839 | 19802.0578 | 20436.4519 | 19519.3872 | 18492.2572 | 17610.8558 | 17323.98 | 16120.7663 | 15007.257 | 11081.9747 | 10985.1866 | 8108.0027 | 9415.4131 | 8806.8492 | 7433.7282 | 6605.9085 | 6375.6512 | 6342.7425 | 5426.0497 | 4016.7097 | 3393.4718
NSW1 | Coordinated CER storage | 10.7398 | 19.4361 | 30.6515 | 42.6175 | 49.5348 | 69.7113 | 84.5728 | 95.8367 | 109.8795 | 124.02 | 131.258 | 149.3925 | 158.3614 | 154.9515 | 178.1136 | 182.4676 | 179.8955 | 191.1342 | 189.9879 | 187.6927 | 198.5684 | 203.1048 | 190.8049 | 195.7145 | 190.0412 | 181.1653
Total excluding storage |  | 221565.8364 | 155265.9527 | 137973.6132 | 136134.4384 | 97848.3607 | 87425.3313 | 88792.0313 | 84722.2379 | 77320.9702 | 68797.9905 | 68213.0297 | 54456.1636 | 46779.5183 | 47711.4432 | 37613.2158 | 36596.8185 | 32842.2856 | 29074.9043 | 27694.9951 | 26156.1983 | 19979.8488 | 17697.7138 | 18516.3437 | 16030.7419 | 12928.2831 | 11880.4324
Region | Technology | 2024-25 | 2025-26 | 2026-27 | 2027-28 | 2028-29 | 2029-30 | 2030-31 | 2031-32 | 2032-33 | 2033-34 | 2034-35 | 2035-36 | 2036-37 | 2037-38 | 2038-39 | 2039-40 | 2040-41 | 2041-42 | 2042-43 | 2043-44 | 2044-45 | 2045-46 | 2046-47 | 2047-48 | 2048-49 | 2049-50
QLD1 | Black Coal | 192385.34 | 162248.0928 | 132692.9799 | 96725.1173 | 77504.2667 | 62879.4008 | 49317.0088 | 32486.2021 | 27799.1457 | 10983.3115 | 9763.9919 | 9107.8965 | 7421.4529 | 7865.9679 | 0.0066349 | 0.0059074 | 0.0029534 | 0.0023629 | 0.0021695 | 0.0021362 | 0.0018687 | 0.0014995 | 0.0014213 | 0.0013582 | 0.0011846 | 0.0010455
QLD1 | Brown Coal | 0 | 0 | 0 | 0 | 0 | 0 | 0 | 0 | 0 | 0 | 0 | 0 | 0 | 0 | 0 | 0 | 0 | 0 | 0 | 0 | 0 | 0 | 0 | 0 | 0 | 0
QLD1 | CCGT | 7737.9053 | 6739.2821 | 7516.0338 | 30826.18 | 23706.0075 | 28460.9663 | 26203.8174 | 26585.0744 | 23058.0943 | 21182.8627 | 20604.6611 | 18799.8637 | 13089.5492 | 13259.8296 | 13286.2964 | 10353.5124 | 8939.676 | 7677.151 | 7176.723 | 7565.4719 | 6174.2429 | 3052.4872 | 1928.6367 | 1649.0443 | 1527.9794 | 1471.0388
QLD1 | Gas - Steam | 0 | 0 | 0 | 0 | 0 | 0 | 0 | 0 | 0 | 0 | 0 | 0 | 0 | 0 | 0 | 0 | 0 | 0 | 0 | 0 | 0 | 0 | 0 | 0 | 0 | 0
QLD1 | OCGT / Diesel | 0.0014485 | 0.0019286 | 13.8151 | 2466.6623 | 551.3852 | 3517.7339 | 2713.0786 | 6004.1155 | 3556.7931 | 4596.9661 | 7191.9184 | 7784.0296 | 10186.9709 | 6907.9985 | 9370.7342 | 12044.8542 | 13095.9 | 6386.9594 | 5954.2838 | 7518.8764 | 7476.5674 | 8414.692 | 6315.1503 | 5894.504 | 7088.8827 | 6537.1219
QLD1 | Hydro | 5455.5288 | 4777.483 | 4539.0064 | 4381.0042 | 4046.001 | 3833.4735 | 3281.8801 | 3335.2973 | 3083.568 | 2906.954 | 2712.9651 | 2514.4101 | 2363.2108 | 714.2321 | 618.3747 | 499.0903 | 452.8631 | 502.0945 | 0 | 0 | 0 | 0 | 0 | 0 | 0 | 0
QLD1 | Hydrogen Turbine | 0 | 0 | 35.0685 | 157.9166 | 1290.9146 | 22.9673 | 6.7052 | 0.00066873 | 100.1799 | 50.3688 | 10.2607 | 124.0093 | 58.1022 | 97.5795 | 0.00071648 | 239.7812 | 65.2984 | 133.1677 | 0.0012398 | 706.0108 | 1029.5307 | 1983.6614 | 3802.638 | 3166.607 | 3076.746 | 3082.294
QLD1 | Wind | 499.901 | 877.4668 | 1372.5993 | 1372.2702 | 1805.0292 | 1893.3803 | 1925.0673 | 1888.4267 | 2051.8401 | 2301.916 | 2174.7549 | 2080.4449 | 2056.904 | 2064.1632 | 1908.336 | 1819.6325 | 1611.7258 | 1575.738 | 1393.414 | 1302.3801 | 1213.2403 | 1112.4158 | 1183.8832 | 1090.5872 | 1031.9782 | 929.8034
QLD1 | Solar PV | 758.3176 | 633.2281 | 522.561 | 626.6972 | 486.9991 | 535.4499 | 738.5524 | 849.4645 | 808.8608 | 882.1075 | 853.3288 | 844.2479 | 812.8237 | 717.9497 | 859.1959 | 882.5593 | 1010.1884 | 1072.2679 | 1194.9972 | 1132.3165 | 1067.2784 | 1079.6525 | 897.4803 | 907.1946 | 837.6325 | 850.8698
QLD1 | Grid Battery | 15.0044 | 13.5322 | 13.4171 | 12.5563 | 10.7412 | 10.8899 | 9.6384 | 9.2492 | 8.8358 | 8.1244 | 7.2943 | 47.2863 | 45.5245 | 46.5906 | 48.7189 | 149.5817 | 144.1308 | 359.6685 | 487.788 | 441.8731 | 409.3214 | 415.073 | 321.1845 | 309.4095 | 285.3404 | 257.7081
QLD1 | Pumped Hydro | 5405.4181 | 8081.5533 | 7986.4503 | 6934.6337 | 5400.5994 | 5676.4079 | 4034.0293 | 4207.1531 | 3588.4354 | 4103.4102 | 3543.878 | 3209.6127 | 3042.0857 | 2431.9252 | 2503.2721 | 2093.4814 | 1951.5118 | 1752.8571 | 1653.6498 | 1354.9754 | 1270.6928 | 1126.5477 | 907.0736 | 862.0592 | 724.3799 | 605.9153
QLD1 | Coordinated CER storage | 5.9405 | 11.5694 | 18.13 | 25.2915 | 30.534 | 45.8877 | 54.2916 | 64.8693 | 76.3058 | 85.7487 | 91.6304 | 100.0073 | 109.1298 | 107.2945 | 121.256 | 122.254 | 127.6652 | 133.1744 | 141.1991 | 140.9302 | 143.57 | 147.9254 | 139.4175 | 144.8053 | 138.4861 | 139.693
Total excluding storage |  | 212263.3571 | 183382.2096 | 154710.0614 | 143528.3292 | 114832.4778 | 106876.5575 | 88284.0691 | 75429.8526 | 64132.0589 | 47101.77 | 46954.6835 | 44611.8084 | 39185.7538 | 34213.5309 | 28716.1916 | 28204.7528 | 27398.9624 | 19593.0809 | 18002.0583 | 20162.8365 | 18784.4456 | 17332.4564 | 15495.4656 | 14024.2124 | 14711.4265 | 13874.4454
Region | Technology | 2024-25 | 2025-26 | 2026-27 | 2027-28 | 2028-29 | 2029-30 | 2030-31 | 2031-32 | 2032-33 | 2033-34 | 2034-35 | 2035-36 | 2036-37 | 2037-38 | 2038-39 | 2039-40 | 2040-41 | 2041-42 | 2042-43 | 2043-44 | 2044-45 | 2045-46 | 2046-47 | 2047-48 | 2048-49 | 2049-50
VIC1 | Black Coal | 0 | 0 | 0 | 0 | 0 | 0 | 0 | 0 | 0 | 0 | 0 | 0 | 0 | 0 | 0 | 0 | 0 | 0 | 0 | 0 | 0 | 0 | 0 | 0 | 0 | 0
VIC1 | Brown Coal | 132984.353 | 103148.77 | 82157.0835 | 34898.9787 | 30054.6409 | 10718.1317 | 0.0060046 | 0.0032246 | 0.0025186 | 0.0010493 | 0 | 0 | 0 | 0 | 0 | 0 | 0 | 0 | 0 | 0 | 0 | 0 | 0 | 0 | 0 | 0
VIC1 | CCGT | 0 | 0 | 0 | 0 | 0 | 0 | 0 | 0 | 0 | 0 | 0 | 0 | 0 | 0 | 0 | 0 | 0 | 0 | 0 | 0 | 0 | 0 | 0 | 0 | 0 | 0
VIC1 | Gas - Steam | 15.5254 | 94.04 | 4923.226 | 3788.3232 | 4798.484 | 2722.018 | 2005.7326 | 1909.4132 | 1657.3669 | 1225.9442 | 1420.4562 | 757.5485 | 736.0008 | 651.4384 | 658.0108 | 0 | 0 | 0 | 0 | 0 | 0 | 0 | 0 | 0 | 0 | 0
VIC1 | OCGT / Diesel | 18.1132 | 0.0023354 | 211.1585 | 8382.8865 | 4791.0503 | 5567.8574 | 8661.906 | 9311.4318 | 8516.6394 | 4778.0652 | 10102.3822 | 5288.1066 | 4128.6336 | 5017.9469 | 3322.835 | 7073.5531 | 5236.9283 | 7555.0005 | 3761.6313 | 7533.0632 | 5647.1741 | 4580.6789 | 5223.045 | 2608.5258 | 4017.0122 | 2854.7162
VIC1 | Hydro | 26170.7343 | 25038.716 | 22223.1872 | 17353.6479 | 24339.3625 | 19059.4304 | 15334.0498 | 14256.3785 | 12129.1199 | 13970.9111 | 13304.0579 | 11935.9573 | 9301.0261 | 13184.7832 | 10295.0038 | 8305.4507 | 7691.7349 | 6610.7617 | 7582.3122 | 7267.7315 | 6478.2966 | 5065.5114 | 7142.218 | 5599.0403 | 4514.1536 | 4184.902
VIC1 | Hydrogen Turbine | 0 | 0 | 0 | 0 | 0 | 0 | 0 | 0 | 0 | 0 | 0 | 0 | 0 | 0 | 0 | 0 | 0 | 0 | 0 | 0 | 0 | 0 | 0 | 0 | 0 | 0
VIC1 | Wind | 990.9858 | 1139.824 | 1199.903 | 1735.2036 | 1679.2326 | 1910.7937 | 1844.7066 | 2005.6769 | 1798.47 | 1825.5973 | 1803.7983 | 1910.5253 | 1939.3713 | 1791.3951 | 1836.316 | 1714.9637 | 1702.1813 | 1449.1025 | 1411.9074 | 1328.077 | 1293.8466 | 1216.8567 | 1071.6893 | 1053.0133 | 936.563 | 924.151
VIC1 | Solar PV | 197.3447 | 203.3233 | 188.1459 | 201.9454 | 179.0096 | 194.6297 | 191.7854 | 174.2359 | 306.0992 | 285.7892 | 251.1623 | 244.2819 | 230.6888 | 201.7699 | 207.9422 | 218.8511 | 193.8074 | 260.7148 | 243.782 | 225.3632 | 222.3325 | 213.1791 | 190.7152 | 182.9047 | 186.4574 | 161.5582
VIC1 | Grid Battery | 13.0233 | 33.6851 | 53.1373 | 132.9426 | 151.0443 | 151.0897 | 148.7117 | 173.8583 | 197.7714 | 189.5947 | 197.9134 | 187.3885 | 175.9978 | 139.9811 | 135.53 | 126.8393 | 109.5377 | 108.8168 | 101.2453 | 92.8544 | 90.0114 | 86.2885 | 70.2628 | 50.3955 | 38.2305 | 31.8849
VIC1 | Pumped Hydro | 0 | 0 | 0 | 0 | 31.1832 | 29.8903 | 28.553 | 27.9681 | 25.4729 | 21.7778 | 21.6021 | 19.7806 | 19.2965 | 16.6233 | 15.4411 | 15.1172 | 12.7024 | 12.9118 | 11.8208 | 11.35 | 10.9156 | 10.4996 | 8.172 | 6.6454 | 6.0263 | 5.1032
VIC1 | Coordinated CER storage | 7.645 | 14.4735 | 22.685 | 29.1165 | 29.1858 | 41.0322 | 48.57 | 52.9993 | 60.5617 | 67.6026 | 73.7574 | 82.8276 | 91.1293 | 80.891 | 90.2959 | 94.0876 | 91.5381 | 101.1572 | 102.3219 | 105.2815 | 109.6056 | 117.0693 | 97.8633 | 100.9709 | 102.8319 | 93.3113
Total excluding storage |  | 160397.7248 | 129672.8341 | 110978.5264 | 66523.0445 | 66053.1932 | 40394.8731 | 28264.0212 | 27911.9652 | 24691.5038 | 22365.2831 | 27175.1297 | 20426.4162 | 16622.1442 | 21084.8288 | 16561.3747 | 17548.8626 | 15038.4301 | 16098.4655 | 13215.0209 | 16563.7209 | 13852.1825 | 11290.0835 | 13803.9656 | 9601.4958 | 9801.2749 | 8255.6269
Region | Technology | 2024-25 | 2025-26 | 2026-27 | 2027-28 | 2028-29 | 2029-30 | 2030-31 | 2031-32 | 2032-33 | 2033-34 | 2034-35 | 2035-36 | 2036-37 | 2037-38 | 2038-39 | 2039-40 | 2040-41 | 2041-42 | 2042-43 | 2043-44 | 2044-45 | 2045-46 | 2046-47 | 2047-48 | 2048-49 | 2049-50
SA1 | Black Coal | 0 | 0 | 0 | 0 | 0 | 0 | 0 | 0 | 0 | 0 | 0 | 0 | 0 | 0 | 0 | 0 | 0 | 0 | 0 | 0 | 0 | 0 | 0 | 0 | 0 | 0
SA1 | Brown Coal | 0 | 0 | 0 | 0 | 0 | 0 | 0 | 0 | 0 | 0 | 0 | 0 | 0 | 0 | 0 | 0 | 0 | 0 | 0 | 0 | 0 | 0 | 0 | 0 | 0 | 0
SA1 | CCGT | 8273.4764 | 11559.2911 | 11305.8906 | 14004.7166 | 11990.4304 | 11226.1163 | 12143.1853 | 8792.86 | 9278.744 | 8805.5349 | 7516.3362 | 5948.712 | 4911.0954 | 0.0013702 | 0.0012546 | 0.0011555 | 0.0010548 | 0.00098737 | 0.00093685 | 0.00086773 | 0.0007731 | 0.00072777 | 0.00069246 | 0.00064076 | 0.00059592 | 0.00054552
SA1 | Gas - Steam | 83.6389 | 650.1894 | 0 | 0 | 0 | 0 | 0 | 0 | 0 | 0 | 0 | 0 | 0 | 0 | 0 | 0 | 0 | 0 | 0 | 0 | 0 | 0 | 0 | 0 | 0 | 0
SA1 | OCGT / Diesel | 1238.195 | 98.7829 | 1844.2471 | 12015.3849 | 7297.6688 | 9641.1539 | 9511.6563 | 8909.2882 | 8381.2028 | 7374.0061 | 8193.8433 | 5981.0606 | 5308.3247 | 8505.4819 | 8941.08 | 9924.068 | 7993.8432 | 8145.5395 | 6207.9559 | 7669.0286 | 3803.1799 | 3064.3144 | 2617.7069 | 2260.0286 | 2355.0291 | 1944.4329
SA1 | Hydro | 0 | 0 | 0 | 0 | 0 | 0 | 0 | 0 | 0 | 0 | 0 | 0 | 0 | 0 | 0 | 0 | 0 | 0 | 0 | 0 | 0 | 0 | 0 | 0 | 0 | 0
SA1 | Hydrogen Turbine | 0 | 0.0010938 | 285.4547 | 105.3721 | 59.9282 | 0.00050006 | 0.00047634 | 0.00044876 | 104.0924 | 0.00051197 | 2.169 | 163.2144 | 68.1529 | 72.3988 | 0.0007103 | 197.5305 | 116.6085 | 750.4103 | 214.8325 | 1234.037 | 947.1084 | 2018.8634 | 2808.0372 | 3034.494 | 3292.451 | 2874.7215
SA1 | Wind | 582.2955 | 571.3433 | 784.4317 | 733.914 | 766.784 | 895.4513 | 838.8512 | 839.3741 | 771.8072 | 720.4885 | 637.8558 | 675.025 | 658.8903 | 588.5431 | 561.5999 | 491.7525 | 486.0526 | 418.6099 | 395.3104 | 344.7144 | 364.0185 | 317.4015 | 313.4692 | 314.1992 | 294.949 | 295.8226
SA1 | Solar PV | 113.2089 | 138.476 | 158.8079 | 178.1495 | 158.3188 | 150.91 | 143.5915 | 129.019 | 119.9732 | 111.8725 | 102.6607 | 95.4642 | 91.3317 | 126.9771 | 126.2442 | 130.1214 | 140.4459 | 198.9474 | 207.7033 | 209.0701 | 188.8013 | 185.7618 | 182.7745 | 169.1082 | 156.9581 | 140.727
SA1 | Grid Battery | 19.0123 | 15.5829 | 16.2595 | 15.2102 | 12.8557 | 12.4969 | 11.2586 | 9.8962 | 9.2875 | 8.8831 | 7.1078 | 6.4658 | 6.0071 | 5.2689 | 4.9092 | 4.7808 | 4.0864 | 77.6233 | 88.6641 | 83.5204 | 76.595 | 76.948 | 62.1536 | 54.5875 | 53.7642 | 42.6412
SA1 | Pumped Hydro | 0 | 0 | 0 | 0 | 0.00011209 | 0.0001113 | 0.00011535 | 0.00011523 | 0.00017065 | 0.00015601 | 0.00015308 | 0.0001672 | 0.00017753 | 0.0001653 | 0.00015982 | 0.00015509 | 0.00015093 | 0.00015846 | 0.00016339 | 0.00015806 | 0.00018872 | 0.00017747 | 0.00015605 | 0.00015083 | 0.00014189 | 0.00013764
SA1 | Coordinated CER storage | 7.297 | 8.5453 | 11.9263 | 14.5034 | 15.7347 | 20.7557 | 23.9637 | 25.7667 | 29.4324 | 32.7757 | 33.664 | 36.3006 | 38.4779 | 38.2406 | 40.5428 | 42.3937 | 40.6143 | 44.6112 | 45.7322 | 45.3559 | 45.5318 | 48.414 | 45.7623 | 45.2641 | 44.5418 | 40.3838
Total excluding storage |  | 10317.124 | 13042.212 | 14407.0176 | 27067.2507 | 20301.7208 | 21946.8849 | 22672.5072 | 18706.2049 | 18694.5396 | 17053.5615 | 16493.6371 | 12906.2428 | 11082.2803 | 9336.912 | 9674.3782 | 10790.6481 | 8781.6521 | 9635.7425 | 7160.1996 | 9585.7275 | 5425.2359 | 5711.7039 | 6029.9044 | 5877.6824 | 6197.694 | 5338.7297
Region | Technology | 2024-25 | 2025-26 | 2026-27 | 2027-28 | 2028-29 | 2029-30 | 2030-31 | 2031-32 | 2032-33 | 2033-34 | 2034-35 | 2035-36 | 2036-37 | 2037-38 | 2038-39 | 2039-40 | 2040-41 | 2041-42 | 2042-43 | 2043-44 | 2044-45 | 2045-46 | 2046-47 | 2047-48 | 2048-49 | 2049-50
TAS1 | Black Coal | 0 | 0 | 0 | 0 | 0 | 0 | 0 | 0 | 0 | 0 | 0 | 0 | 0 | 0 | 0 | 0 | 0 | 0 | 0 | 0 | 0 | 0 | 0 | 0 | 0 | 0
TAS1 | Brown Coal | 0 | 0 | 0 | 0 | 0 | 0 | 0 | 0 | 0 | 0 | 0 | 0 | 0 | 0 | 0 | 0 | 0 | 0 | 0 | 0 | 0 | 0 | 0 | 0 | 0 | 0
TAS1 | CCGT | 0 | 0 | 0.00031394 | 0.00046912 | 0.00042407 | 0.00072916 | 0.00090862 | 0.00081417 | 0.00092215 | 0.00090409 | 0.00080715 | 0.00074561 | 0.00068633 | 0.00065376 | 0.000605 | 0.00056596 | 0.00051876 | 0.00048704 | 0.00045906 | 0.00042067 | 0.00038401 | 0.00035441 | 0.0003452 | 0.00031808 | 0.00032354 | 0.00030018
TAS1 | Gas - Steam | 0 | 0 | 0 | 0 | 0 | 0 | 0 | 0 | 0 | 0 | 0 | 0 | 0 | 0 | 0 | 0 | 0 | 0 | 0 | 0 | 0 | 0 | 0 | 0 | 0 | 0
TAS1 | OCGT / Diesel | 0.00090258 | 0.00093213 | 0.00091386 | 6.1724 | 20.1601 | 9.1827 | 248.6168 | 101.3932 | 136.9203 | 395.9949 | 611.9996 | 261.0729 | 235.0972 | 380.4846 | 92.3467 | 373.1312 | 49.6598 | 88.109 | 40.4309 | 26.137 | 37.3291 | 26.8344 | 31.7825 | 5.2097 | 16.2695 | 13.6558
TAS1 | Hydro | 57926.8438 | 76918.3109 | 65604.0289 | 56436.2387 | 52682.0983 | 58889.2939 | 42826.2539 | 41681.9243 | 34623.0139 | 36543.1391 | 38268.6116 | 33964.3498 | 28177.2564 | 30557.106 | 26226.6386 | 22504.8432 | 19552.1711 | 18650.9033 | 18783.4054 | 18657.7209 | 16129.8262 | 15005.7185 | 15098.7409 | 13248.5214 | 12189.1564 | 10221.8963
TAS1 | Hydrogen Turbine | 0 | 0 | 0 | 0 | 0 | 0 | 0 | 0 | 0 | 0 | 0 | 0 | 0 | 0 | 0 | 0 | 0 | 0 | 0 | 0 | 0 | 0 | 0 | 0 | 0 | 0
TAS1 | Wind | 163.2642 | 184.872 | 262.2262 | 357.5359 | 388.3441 | 416.7673 | 666.8903 | 674.6062 | 723.7594 | 687.484 | 669.1981 | 629.5239 | 622.2404 | 550.6316 | 520.1542 | 449.2221 | 438.8404 | 404.86 | 363.1568 | 357.4185 | 333.5337 | 326.7326 | 293.863 | 280.1387 | 241.538 | 235.6686
TAS1 | Solar PV | 0 | 2.1155e-05 | 2.0834e-05 | 1.9148e-05 | 1.6837e-05 | 2.1493e-05 | 2.1844e-05 | 1.8731e-05 | 2.5226e-05 | 2.8509e-05 | 2.451e-05 | 2.3661e-05 | 2.1827e-05 | 1.9873e-05 | 2.357e-05 | 3.2174e-05 | 3.3185e-05 | 5.1554e-05 | 5.3666e-05 | 4.5992e-05 | 4.2806e-05 | 4.0541e-05 | 3.5693e-05 | 3.3698e-05 | 6.1628e-05 | 5.2027e-05
TAS1 | Grid Battery | 0 | 0.00019328 | 0.00020641 | 0.00023855 | 0.00024534 | 0.00024407 | 0.00029548 | 0.00041747 | 0.00043639 | 0.00039887 | 0.0004365 | 0.00044784 | 0.00047725 | 0.00048702 | 0.00048713 | 0.00053709 | 0.00057974 | 0.00065142 | 0.00060906 | 0.00064329 | 0.00074607 | 0.00065774 | 0.00059522 | 0.00061672 | 0.00062549 | 0.0006988
TAS1 | Pumped Hydro | 0 | 0 | 0 | 0 | 0.00026469 | 0.00030172 | 21.3569 | 18.7283 | 60.2005 | 160.0818 | 154.4167 | 146.2317 | 143.6167 | 128.2421 | 112.869 | 109.6889 | 97.1947 | 98.6136 | 92.4188 | 83.9062 | 84.0118 | 79.1144 | 61.1248 | 56.3649 | 47.6398 | 39.7339
TAS1 | Coordinated CER storage | 0.051425 | 0.21376 | 0.3636 | 0.6216 | 0.84976 | 1.3596 | 2.1356 | 2.7436 | 2.9062 | 3.4425 | 3.8389 | 4.0549 | 5.1979 | 4.6911 | 5.2843 | 5.786 | 5.7627 | 6.8119 | 6.7323 | 6.6763 | 6.9835 | 7.3978 | 6.1934 | 6.5361 | 6.1005 | 5.9205
Total excluding storage |  | 58090.1603 | 77103.3978 | 65866.6202 | 56800.5693 | 53091.4532 | 59316.6048 | 43765.2547 | 42479.397 | 35546.8018 | 37790.1436 | 39708.0661 | 35005.2343 | 29183.4098 | 31621.1566 | 26957.294 | 23442.6726 | 20143.6299 | 19249.299 | 19286.1454 | 19131.86 | 16591.6853 | 15445.7988 | 15491.7056 | 13596.7719 | 12500.7052 | 10516.8763
Explicitly modelled pumping
Region | Technology | 2024-25 | 2025-26 | 2026-27 | 2027-28 | 2028-29 | 2029-30 | 2030-31 | 2031-32 | 2032-33 | 2033-34 | 2034-35 | 2035-36 | 2036-37 | 2037-38 | 2038-39 | 2039-40 | 2040-41 | 2041-42 | 2042-43 | 2043-44 | 2044-45 | 2045-46 | 2046-47 | 2047-48 | 2048-49 | 2049-50
NEM | Grid Battery pump | 72.4578 | 104.1932 | 127.0136 | 118.7241 | 94.3572 | 95.1705 | 87.6169 | 78.4624 | 73.3471 | 66.7686 | 59.0436 | 55.3931 | 50.9305 | 42.2982 | 41.3777 | 38.4973 | 34.5155 | 31.5667 | 29.587 | 24.9455 | 23.8655 | 22.8849 | 19.2871 | 18.4971 | 16.5203 | 14.6851
NEM | Pumped Hydro Pump | 18111.3568 | 24536.1368 | 26241.9191 | 22675.1197 | 15259.5195 | 27921.5564 | 37780.0774 | 38796.5013 | 34470.0046 | 35657.8123 | 31200.2847 | 31559.5464 | 29477.7047 | 26504.2422 | 20618.1443 | 19148.2687 | 16418.5945 | 16732.984 | 16786.7997 | 12806.0346 | 12248.1226 | 11866.029 | 11184.0868 | 8989.3891 | 7403.9029 | 5883.3154
NEM | Coordinated CER storage pump | 37.2387 | 63.8446 | 98.4332 | 132.2641 | 147.7428 | 210.3692 | 251.1867 | 285.4349 | 328.0023 | 368.9877 | 393.5272 | 437.9998 | 473.2038 | 455.1584 | 512.1096 | 525.2523 | 525.708 | 559.7769 | 572.429 | 571.1322 | 593.1467 | 617.8246 | 563.6003 | 581.1113 | 566.1805 | 541.6748
Region | Technology | 2024-25 | 2025-26 | 2026-27 | 2027-28 | 2028-29 | 2029-30 | 2030-31 | 2031-32 | 2032-33 | 2033-34 | 2034-35 | 2035-36 | 2036-37 | 2037-38 | 2038-39 | 2039-40 | 2040-41 | 2041-42 | 2042-43 | 2043-44 | 2044-45 | 2045-46 | 2046-47 | 2047-48 | 2048-49 | 2049-50
NSW1 | Grid Battery pump | 16.6962 | 29.8427 | 29.4319 | 28.0709 | 23.6037 | 23.5669 | 22.009 | 20.1476 | 18.7593 | 17.6295 | 15.6161 | 15.0468 | 12.8695 | 11.1979 | 11.2349 | 10.3884 | 9.3836 | 9.0536 | 8.3553 | 7.6309 | 7.3872 | 6.971 | 6.1825 | 5.8891 | 5.4129 | 4.9485
NSW1 | Pumped Hydro Pump | 10462.6752 | 13378.8748 | 15271.1301 | 13084.8052 | 7833.2105 | 20096.6529 | 32998.2275 | 33785.7884 | 30297.4352 | 30755.0451 | 27023.1559 | 27747.3499 | 25891.9937 | 23651.4137 | 17727.5681 | 16751.6111 | 14156.8617 | 14725.3307 | 14889.2274 | 11303.4841 | 10832.1234 | 10624.9152 | 10190.5883 | 8039.3862 | 6588.5405 | 5222.6089
NSW1 | Coordinated CER storage pump | 12.6334 | 22.8332 | 36.0628 | 50.2707 | 58.151 | 82.0188 | 99.521 | 112.938 | 129.084 | 145.9265 | 154.7616 | 175.432 | 186.3236 | 182.8758 | 209.0965 | 214.5841 | 212.2963 | 224.2612 | 223.5682 | 220.7884 | 233.6252 | 239.6595 | 223.8041 | 230.5872 | 223.3583 | 213.0768
Region | Technology | 2024-25 | 2025-26 | 2026-27 | 2027-28 | 2028-29 | 2029-30 | 2030-31 | 2031-32 | 2032-33 | 2033-34 | 2034-35 | 2035-36 | 2036-37 | 2037-38 | 2038-39 | 2039-40 | 2040-41 | 2041-42 | 2042-43 | 2043-44 | 2044-45 | 2045-46 | 2046-47 | 2047-48 | 2048-49 | 2049-50
QLD1 | Grid Battery pump | 17.7196 | 15.9804 | 15.8033 | 14.8512 | 12.6619 | 12.8589 | 11.3821 | 10.9512 | 10.4017 | 9.6006 | 8.6003 | 8.0328 | 7.5958 | 6.6149 | 6.5545 | 5.9619 | 5.6115 | 5.2559 | 5.0499 | 4.6296 | 4.3261 | 4.1123 | 3.6107 | 3.4364 | 3.1204 | 2.9088
QLD1 | Pumped Hydro Pump | 7648.6816 | 11157.262 | 10970.789 | 9590.3145 | 7426.309 | 7824.9035 | 4781.8499 | 5010.7129 | 4172.5694 | 4902.7672 | 4177.1288 | 3812.1964 | 3585.711 | 2852.8285 | 2890.5762 | 2396.6576 | 2261.7328 | 2007.6533 | 1897.5722 | 1502.5505 | 1415.9991 | 1241.1138 | 993.4986 | 950.0029 | 815.3625 | 660.7066
QLD1 | Coordinated CER storage pump | 6.988 | 13.6304 | 21.2937 | 29.8069 | 35.8742 | 53.9887 | 63.8769 | 76.5261 | 89.5739 | 100.9212 | 107.7756 | 117.813 | 128.251 | 126.6137 | 142.2903 | 143.8395 | 150.5033 | 156.6301 | 166.0739 | 165.7199 | 168.9051 | 174.1021 | 164.2342 | 170.0444 | 162.9717 | 164.3248
Region | Technology | 2024-25 | 2025-26 | 2026-27 | 2027-28 | 2028-29 | 2029-30 | 2030-31 | 2031-32 | 2032-33 | 2033-34 | 2034-35 | 2035-36 | 2036-37 | 2037-38 | 2038-39 | 2039-40 | 2040-41 | 2041-42 | 2042-43 | 2043-44 | 2044-45 | 2045-46 | 2046-47 | 2047-48 | 2048-49 | 2049-50
VIC1 | Grid Battery pump | 15.5133 | 39.7997 | 62.5121 | 57.6809 | 42.8628 | 43.8544 | 40.8887 | 35.6053 | 33.1458 | 28.9882 | 26.3967 | 24.6369 | 23.3321 | 18.2316 | 17.7405 | 16.4914 | 14.6529 | 12.3627 | 11.4992 | 10.6844 | 10.3169 | 10.0666 | 7.9839 | 7.7838 | 7.2669 | 6.2301
VIC1 | Pumped Hydro Pump | 0 | 0 | 0 | 0 | 0 | 0 | 0 | 0 | 0 | 0 | 0 | 0 | 0 | 0 | 0 | 0 | 0 | 0 | 0 | 0 | 0 | 0 | 0 | 0 | 0 | 0
VIC1 | Coordinated CER storage pump | 8.993 | 17.0483 | 26.6448 | 34.3456 | 34.2506 | 48.2772 | 57.1459 | 62.4216 | 71.2784 | 79.5167 | 86.8805 | 97.2907 | 107.2209 | 95.1767 | 106.6554 | 110.2897 | 108.1542 | 118.57 | 120.8718 | 123.5393 | 128.8155 | 138.2567 | 114.6341 | 119.3295 | 120.4682 | 109.7916
Region | Technology | 2024-25 | 2025-26 | 2026-27 | 2027-28 | 2028-29 | 2029-30 | 2030-31 | 2031-32 | 2032-33 | 2033-34 | 2034-35 | 2035-36 | 2036-37 | 2037-38 | 2038-39 | 2039-40 | 2040-41 | 2041-42 | 2042-43 | 2043-44 | 2044-45 | 2045-46 | 2046-47 | 2047-48 | 2048-49 | 2049-50
SA1 | Grid Battery pump | 22.5287 | 18.5703 | 19.2663 | 18.1211 | 15.2288 | 14.8903 | 13.3371 | 11.7583 | 11.0402 | 10.5502 | 8.4305 | 7.6766 | 7.1331 | 6.2537 | 5.8478 | 5.6556 | 4.8676 | 4.8945 | 4.6826 | 2.0006 | 1.8353 | 1.735 | 1.5101 | 1.3879 | 0.72005 | 0.5977
SA1 | Pumped Hydro Pump | 0 | 0 | 0 | 0 | 0 | 0 | 0 | 0 | 0 | 0 | 0 | 0 | 0 | 0 | 0 | 0 | 0 | 0 | 0 | 0 | 0 | 0 | 0 | 0 | 0 | 0
SA1 | Coordinated CER storage pump | 8.5639 | 10.0813 | 14.0046 | 17.1064 | 18.4703 | 24.4848 | 28.1301 | 30.3162 | 34.6394 | 38.5846 | 39.5757 | 42.7102 | 45.2924 | 44.9725 | 47.8498 | 49.7309 | 47.9423 | 52.3318 | 53.9592 | 53.2275 | 53.6197 | 57.0636 | 53.6784 | 53.4197 | 52.2436 | 47.5149
Region | Technology | 2024-25 | 2025-26 | 2026-27 | 2027-28 | 2028-29 | 2029-30 | 2030-31 | 2031-32 | 2032-33 | 2033-34 | 2034-35 | 2035-36 | 2036-37 | 2037-38 | 2038-39 | 2039-40 | 2040-41 | 2041-42 | 2042-43 | 2043-44 | 2044-45 | 2045-46 | 2046-47 | 2047-48 | 2048-49 | 2049-50
TAS1 | Grid Battery pump | 0 | 0 | 0 | 0 | 0 | 0 | 0 | 0 | 0 | 0 | 0 | 0 | 0 | 0 | 0 | 0 | 0 | 0 | 0 | 0 | 0 | 0 | 0 | 0 | 0 | 0
TAS1 | Pumped Hydro Pump | 0 | 0 | 0 | 0 | 0 | 0 | 0 | 0 | 0 | 0 | 0 | 0 | 0 | 0 | 0 | 0 | 0 | 0 | 0 | 0 | 0 | 0 | 0 | 0 | 0 | 0
TAS1 | Coordinated CER storage pump | 0.060474 | 0.25138 | 0.42734 | 0.73447 | 0.99673 | 1.5998 | 2.5127 | 3.233 | 3.4267 | 4.0387 | 4.5338 | 4.7539 | 6.116 | 5.5197 | 6.2177 | 6.8081 | 6.8119 | 7.9838 | 7.9559 | 7.8571 | 8.1813 | 8.7428 | 7.2495 | 7.7305 | 7.1387 | 6.9667

## Marinus_S2_FOM Cost
FOM cost by technology ($000s) - Marinus_S2, Step Change scenario
FOM | Real June 2023 dollars discounted to 1 July 2023. For new entrant capacity, the FOM is incurred annually in modelling. For existing capacity that retires early as part of the least-cost solution, the associated FOM savings are presented as a negative cost that continues until the assumed fixed date retirement. For existing, committed and anticipated generators that do not retire early, FOM costs are not included since there will be no difference in these costs between the Base Case and option case.
Explicitly modelled generation
Region | Technology | 2024-25 | 2025-26 | 2026-27 | 2027-28 | 2028-29 | 2029-30 | 2030-31 | 2031-32 | 2032-33 | 2033-34 | 2034-35 | 2035-36 | 2036-37 | 2037-38 | 2038-39 | 2039-40 | 2040-41 | 2041-42 | 2042-43 | 2043-44 | 2044-45 | 2045-46 | 2046-47 | 2047-48 | 2048-49 | 2049-50
NEM | Black Coal | 0 | 0 | 0 | -175881.238 | -205292.1525 | -294296.4151 | -253758.652 | -266694.1647 | -224998.9643 | -100174.3231 | -93620.8629 | -41462.7238 | -38640.802 | -36112.9049 | -66702.6104 | -62503.8864 | -31748.7523 | -29671.732 | -27730.5907 | -25985.0354 | -24216.4828 | -22632.227 | -21151.6142 | -19820.1853 | -18471.2149 | -17262.818
NEM | Brown Coal | 0 | 0 | 0 | -373870.9859 | -190375.4675 | -228695.8639 | -217066.6089 | -153444.3233 | -96442.4252 | -45066.555 | 0 | 0 | 0 | 0 | 0 | 0 | 0 | 0 | 0 | 0 | 0 | 0 | 0 | 0 | 0 | 0
NEM | CCGT | 0 | 0 | 0.00099543 | 0.0029372 | 0.0036515 | 0.0035669 | 0.0035445 | 0.0033214 | 0.0034409 | 0.0032314 | 0.0030369 | 0.0028492 | 0.0026569 | 0.002483 | 0.0023206 | 0.0021745 | 0.0020265 | 0.0018939 | 0.00177 | 0.0016586 | 0.0015457 | 0.0014446 | 0.0013506 | 0.0012656 | 0.0011912 | 0.0011136
NEM | Gas - Steam | 0 | 0 | 0 | 0 | 0 | 0 | 0 | 0 | 0 | 0 | 0 | 0 | 0 | 0 | 0 | 0 | 0 | 0 | 0 | 0 | 0 | 0 | 0 | 0 | 0 | 0
NEM | OCGT / Diesel | 0 | 0.002169 | 0.0045229 | 0.050764 | 0.051569 | 0.048201 | 0.045157 | 0.042501 | 532.3612 | 497.5339 | 2263.5457 | 8957.3364 | 9088.3916 | 16448.6321 | 15372.5533 | 14404.8986 | 13424.4949 | 13640.3307 | 12747.9726 | 14212.3479 | 16088.2579 | 15035.755 | 14052.1075 | 13167.5706 | 16022.9248 | 14974.6961
NEM | Hydro | 0 | 0 | 0 | 0 | 0 | 0 | 0 | 0 | 0 | 0 | 0 | 0 | 0 | 0 | 0 | 0 | 0 | 0 | 0 | 0 | 0 | 0 | 0 | 0 | 0 | 0
NEM | Hydrogen Turbine | 0 | 0 | 0 | 0 | 0 | 0 | 0 | 0 | 0 | 0 | 0 | 0 | 0 | 0 | 0 | 0 | 0 | 0 | 0 | 0 | 0 | 0 | 0 | 0 | 0 | 0
NEM | Wind | 0 | 104208.4863 | 190581.1128 | 240569.3199 | 429783.8092 | 518779.1851 | 566840.5426 | 600001.7033 | 682435.7047 | 747998.9759 | 756038.1511 | 782751.6895 | 823348.891 | 845587.8468 | 848219.1402 | 849567.8533 | 794190.551 | 745320.1797 | 704791.5697 | 663257.584 | 619607.5983 | 587768.2747 | 567728.9424 | 536061.0279 | 504958.7825 | 472329.7136
NEM | Solar PV | 0 | 0.021066 | 0.025909 | 1996.3245 | 14618.9814 | 47225.6302 | 58578.4072 | 69026.4043 | 78788.3694 | 95135.4247 | 91569.5342 | 87182.8136 | 83876.7624 | 119545.6645 | 142371.8329 | 145490.2972 | 163574.7584 | 177782.2394 | 192299.4325 | 193531.2415 | 180613.491 | 178623.0129 | 193570.8857 | 184171.3764 | 187407.1408 | 195700.8329
NEM | Grid Battery | 0 | 0.040714 | 0.050371 | 12077.7662 | 15185.2566 | 14194.0464 | 14615.3795 | 16547.8577 | 17922.8302 | 17893.9517 | 21182.5788 | 22452.5374 | 20924.4132 | 20201.076 | 18879.5112 | 24868.2204 | 23322.1474 | 42785.6801 | 49896.4621 | 46755.6344 | 43573.4366 | 41207.3995 | 38511.5892 | 36087.4056 | 37979.0502 | 35494.4432
NEM | Pumped Hydro | 0 | 0 | 0 | 0 | 22510.7315 | 21038.0702 | 20643.7542 | 19344.2935 | 20143.4138 | 23154.7482 | 21639.9519 | 20277.791 | 18897.6773 | 18165.1806 | 16976.8045 | 15908.1672 | 14825.4506 | 13885.8691 | 12977.449 | 12160.5589 | 11332.9075 | 10591.5031 | 9898.6011 | 9275.5147 | 8644.2249 | 8078.7151
NEM | Coordinated CER storage | 0 | 0 | 0 | 0 | 0 | 0 | 0 | 0 | 0 | 0 | 0 | 0 | 0 | 0 | 0 | 0 | 0 | 0 | 0 | 0 | 0 | 0 | 0 | 0 | 0 | 0
Total excluding storage |  | 0 | 104208.5502 | 190581.1946 | -295108.7596 | 86431.2139 | 78244.7046 | 189852.8713 | 284781.8166 | 478381.2932 | 739439.7596 | 799072.9017 | 880159.447 | 917495.3362 | 983835.4975 | 975117.2341 | 987735.5524 | 977588.6522 | 963742.569 | 944982.297 | 903932.3329 | 846999.2101 | 810593.7196 | 802610.5131 | 758942.7111 | 736540.9096 | 709315.584
Region | Technology | 2024-25 | 2025-26 | 2026-27 | 2027-28 | 2028-29 | 2029-30 | 2030-31 | 2031-32 | 2032-33 | 2033-34 | 2034-35 | 2035-36 | 2036-37 | 2037-38 | 2038-39 | 2039-40 | 2040-41 | 2041-42 | 2042-43 | 2043-44 | 2044-45 | 2045-46 | 2046-47 | 2047-48 | 2048-49 | 2049-50
NSW1 | Black Coal | 0 | 0 | 0 | -41818.5603 | -80353.8374 | -147243.472 | -137610.818 | -128948.822 | -120172.509 | -0.0035797 | -0.0033456 | -17701.8832 | -16497.1345 | -15417.8885 | -30346.7321 | -28436.4987 | 0 | 0 | 0 | 0 | 0 | 0 | 0 | 0 | 0 | 0
NSW1 | Brown Coal | 0 | 0 | 0 | 0 | 0 | 0 | 0 | 0 | 0 | 0 | 0 | 0 | 0 | 0 | 0 | 0 | 0 | 0 | 0 | 0 | 0 | 0 | 0 | 0 | 0 | 0
NSW1 | CCGT | 0 | 0 | 0.00029933 | 0.00088478 | 0.0013261 | 0.0012393 | 0.0011628 | 0.0010896 | 0.0010252 | 0.00095813 | 0.00089545 | 0.00083908 | 0.00078197 | 0.00073082 | 0.000683 | 0.00064001 | 0.00059645 | 0.00055743 | 0.00052096 | 0.00048817 | 0.00045495 | 0.00042518 | 0.00039737 | 0.00037235 | 0.00034701 | 0.00032431
NSW1 | Gas - Steam | 0 | 0 | 0 | 0 | 0 | 0 | 0 | 0 | 0 | 0 | 0 | 0 | 0 | 0 | 0 | 0 | 0 | 0 | 0 | 0 | 0 | 0 | 0 | 0 | 0 | 0
NSW1 | OCGT / Diesel | 0 | 0.0010171 | 0.0014749 | 0.001482 | 0.0018479 | 0.001727 | 0.0016149 | 0.0015215 | 0.0020862 | 0.0019532 | 0.0018436 | 0.003029 | 0.0047649 | 3208.7614 | 2998.8424 | 2810.0745 | 2618.8197 | 2447.495 | 2287.3785 | 2143.3951 | 1997.5147 | 1866.8362 | 1744.7067 | 1634.8828 | 1523.6122 | 1423.9366
NSW1 | Hydro | 0 | 0 | 0 | 0 | 0 | 0 | 0 | 0 | 0 | 0 | 0 | 0 | 0 | 0 | 0 | 0 | 0 | 0 | 0 | 0 | 0 | 0 | 0 | 0 | 0 | 0
NSW1 | Hydrogen Turbine | 0 | 0 | 0 | 0 | 0 | 0 | 0 | 0 | 0 | 0 | 0 | 0 | 0 | 0 | 0 | 0 | 0 | 0 | 0 | 0 | 0 | 0 | 0 | 0 | 0 | 0
NSW1 | Wind | 0 | 81844.1847 | 88468.4306 | 94590.8444 | 147190.1155 | 153277.9988 | 149695.4114 | 147563.8956 | 158871.1286 | 150586.0743 | 146371.4347 | 137639.2329 | 136199.7953 | 128059.6153 | 119681.9018 | 113055.325 | 107805.3845 | 103838.7142 | 100090.3101 | 94881.7305 | 89505.2735 | 88633.0932 | 83284.0246 | 78041.5535 | 75159.3944 | 70648.0371
NSW1 | Solar PV | 0 | 0.0049037 | 0.0070628 | 0.018059 | 11958.8283 | 44739.4993 | 41812.617 | 40893.5994 | 38110.3633 | 45455.0962 | 42481.3983 | 39807.325 | 37098.0211 | 58242.6408 | 71202.5223 | 68604.8014 | 66994.0795 | 64628.9327 | 64423.973 | 68395.4729 | 63740.4472 | 61071.316 | 68861.2992 | 65843.0096 | 71827.8724 | 75752.5648
NSW1 | Grid Battery | 0 | 0.01861 | 0.017428 | 7129.0154 | 6643.8115 | 6209.1697 | 5802.9624 | 5437.6842 | 5067.6 | 4736.0749 | 4426.2383 | 4147.6239 | 3865.3369 | 3612.4663 | 3376.1368 | 3163.6217 | 2948.3045 | 3093.7126 | 2961.6902 | 2775.2611 | 2586.3771 | 2417.177 | 2259.044 | 2116.8444 | 4850.3119 | 4533.002
NSW1 | Pumped Hydro | 0 | 0 | 0 | 0 | 21298.8951 | 19905.5095 | 18603.28 | 17432.2608 | 16245.8136 | 15183.0034 | 14189.7228 | 13296.524 | 12391.5572 | 12084.6484 | 11294.0639 | 10583.1374 | 9862.8445 | 9217.6117 | 8614.5905 | 8072.3286 | 7522.9226 | 7030.7688 | 6570.812 | 6157.1996 | 5738.1397 | 5362.7474
NSW1 | Coordinated CER storage | 0 | 0 | 0 | 0 | 0 | 0 | 0 | 0 | 0 | 0 | 0 | 0 | 0 | 0 | 0 | 0 | 0 | 0 | 0 | 0 | 0 | 0 | 0 | 0 | 0 | 0
Total excluding storage |  | 0 | 81844.2092 | 88468.4569 | 59901.3199 | 106737.8162 | 76888.7083 | 78303.4555 | 82378.6206 | 98122.3997 | 215960.248 | 207468.7935 | 177188.8265 | 173057.5815 | 189790.2443 | 178206.7358 | 169780.4619 | 190229.4332 | 183226.4667 | 178377.9429 | 176268.1886 | 165352.5355 | 161019.1915 | 162719.8869 | 153793.4902 | 159099.3309 | 157720.2882
Region | Technology | 2024-25 | 2025-26 | 2026-27 | 2027-28 | 2028-29 | 2029-30 | 2030-31 | 2031-32 | 2032-33 | 2033-34 | 2034-35 | 2035-36 | 2036-37 | 2037-38 | 2038-39 | 2039-40 | 2040-41 | 2041-42 | 2042-43 | 2043-44 | 2044-45 | 2045-46 | 2046-47 | 2047-48 | 2048-49 | 2049-50
QLD1 | Black Coal | 0 | 0 | 0 | -134062.6776 | -124938.3151 | -147052.9431 | -116147.834 | -137745.3428 | -104826.4553 | -100174.3195 | -93620.8596 | -23760.8407 | -22143.6675 | -20695.0163 | -36355.8783 | -34067.3877 | -31748.7523 | -29671.732 | -27730.5907 | -25985.0354 | -24216.4828 | -22632.227 | -21151.6142 | -19820.1853 | -18471.2149 | -17262.818
QLD1 | Brown Coal | 0 | 0 | 0 | 0 | 0 | 0 | 0 | 0 | 0 | 0 | 0 | 0 | 0 | 0 | 0 | 0 | 0 | 0 | 0 | 0 | 0 | 0 | 0 | 0 | 0 | 0
QLD1 | CCGT | 0 | 0 | 0.00023714 | 0.00055073 | 0.0009237 | 0.00086327 | 0.00084195 | 0.00078895 | 0.00098542 | 0.00092963 | 0.00088568 | 0.00083342 | 0.00077828 | 0.00072736 | 0.00067978 | 0.00063699 | 0.00059363 | 0.0005548 | 0.0005185 | 0.00048586 | 0.0004528 | 0.00042317 | 0.00039549 | 0.0003706 | 0.00034537 | 0.00032278
QLD1 | Gas - Steam | 0 | 0 | 0 | 0 | 0 | 0 | 0 | 0 | 0 | 0 | 0 | 0 | 0 | 0 | 0 | 0 | 0 | 0 | 0 | 0 | 0 | 0 | 0 | 0 | 0 | 0
QLD1 | OCGT / Diesel | 0 | 0.00029018 | 0.00075181 | 0.00088124 | 0.0045508 | 0.0042531 | 0.0039782 | 0.0037369 | 0.0035169 | 0.0032933 | 1798.5634 | 5126.2446 | 5518.0437 | 7868.4511 | 7353.6926 | 6890.8003 | 6421.8094 | 6001.6911 | 5609.0571 | 5255.9842 | 4898.2596 | 4577.8127 | 4278.3297 | 4009.022 | 7487.7108 | 6997.8605
QLD1 | Hydro | 0 | 0 | 0 | 0 | 0 | 0 | 0 | 0 | 0 | 0 | 0 | 0 | 0 | 0 | 0 | 0 | 0 | 0 | 0 | 0 | 0 | 0 | 0 | 0 | 0 | 0
QLD1 | Hydrogen Turbine | 0 | 0 | 0 | 0 | 0 | 0 | 0 | 0 | 0 | 0 | 0 | 0 | 0 | 0 | 0 | 0 | 0 | 0 | 0 | 0 | 0 | 0 | 0 | 0 | 0 | 0
QLD1 | Wind | 0 | 21425.0765 | 77077.2929 | 72225.5166 | 128208.9833 | 137336.143 | 132819.3274 | 139040.2894 | 156216.7784 | 199489.941 | 187537.49 | 175732.5965 | 177679.8015 | 179916.295 | 168146.0701 | 157561.7925 | 146838.0684 | 137231.8401 | 128721.1423 | 120714.3036 | 112498.4356 | 105999.4237 | 111699.0601 | 104667.9498 | 98657.2571 | 92203.0441
QLD1 | Solar PV | 0 | 0.0057907 | 0.0058469 | 0.0099138 | 80.0417 | 74.811 | 14512.2198 | 26021.0896 | 26711.2381 | 36627.2738 | 36889.0193 | 35944.2688 | 36125.5351 | 45181.3256 | 53958.2127 | 55438.9454 | 73613.1242 | 76499.8235 | 90099.8075 | 86489.0461 | 80680.0815 | 83726.4984 | 86766.5355 | 82773.7139 | 78854.8592 | 85196.0941
QLD1 | Grid Battery | 0 | 0.0060445 | 0.0096594 | 0.0095198 | 0.024773 | 0.023185 | 0.021695 | 0.020791 | 0.10543 | 0.098749 | 0.22051 | 2603.5372 | 2426.3395 | 2913.1518 | 2722.572 | 9728.3069 | 9212.6604 | 23673.0728 | 30687.8705 | 28756.1639 | 26799.0078 | 25530.3606 | 23860.1502 | 22358.2274 | 22306.7431 | 20847.4237
QLD1 | Pumped Hydro | 0 | 0 | 0 | 0 | 0.094974 | 0.088851 | 0.083075 | 0.077899 | 0.073506 | 0.068982 | 0.064638 | 0.065402 | 0.061143 | 0.1028 | 0.096126 | 0.090195 | 0.084145 | 0.078913 | 0.074212 | 0.069709 | 0.065097 | 0.061443 | 0.057502 | 0.053902 | 0.054161 | 0.050664
QLD1 | Coordinated CER storage | 0 | 0 | 0 | 0 | 0 | 0 | 0 | 0 | 0 | 0 | 0 | 0 | 0 | 0 | 0 | 0 | 0 | 0 | 0 | 0 | 0 | 0 | 0 | 0 | 0 | 0
Total excluding storage |  | 0 | 21425.0887 | 77077.3094 | -61837.1401 | 3350.8351 | -9641.8718 | 31183.8228 | 27316.1395 | 78101.7447 | 135943.0672 | 132604.4991 | 195645.8727 | 199606.1143 | 215184.3107 | 195824.7658 | 195552.5481 | 204336.9949 | 213734.775 | 227387.3614 | 215230.5326 | 200659.3672 | 197201.9304 | 205452.5191 | 193988.782 | 188835.4097 | 187981.6554
Region | Technology | 2024-25 | 2025-26 | 2026-27 | 2027-28 | 2028-29 | 2029-30 | 2030-31 | 2031-32 | 2032-33 | 2033-34 | 2034-35 | 2035-36 | 2036-37 | 2037-38 | 2038-39 | 2039-40 | 2040-41 | 2041-42 | 2042-43 | 2043-44 | 2044-45 | 2045-46 | 2046-47 | 2047-48 | 2048-49 | 2049-50
VIC1 | Black Coal | 0 | 0 | 0 | 0 | 0 | 0 | 0 | 0 | 0 | 0 | 0 | 0 | 0 | 0 | 0 | 0 | 0 | 0 | 0 | 0 | 0 | 0 | 0 | 0 | 0 | 0
VIC1 | Brown Coal | 0 | 0 | 0 | -373870.9859 | -190375.4675 | -228695.8639 | -217066.6089 | -153444.3233 | -96442.4252 | -45066.555 | 0 | 0 | 0 | 0 | 0 | 0 | 0 | 0 | 0 | 0 | 0 | 0 | 0 | 0 | 0 | 0
VIC1 | CCGT | 0 | 0 | 0 | 0 | 0 | 0 | 0 | 0 | 0 | 0 | 0 | 0 | 0 | 0 | 0 | 0 | 0 | 0 | 0 | 0 | 0 | 0 | 0 | 0 | 0 | 0
VIC1 | Gas - Steam | 0 | 0 | 0 | 0 | 0 | 0 | 0 | 0 | 0 | 0 | 0 | 0 | 0 | 0 | 0 | 0 | 0 | 0 | 0 | 0 | 0 | 0 | 0 | 0 | 0 | 0
VIC1 | OCGT / Diesel | 0 | 0.00028833 | 0.00076444 | 0.045807 | 0.042704 | 0.03991 | 0.0373 | 0.034957 | 0.032588 | 0.030458 | 0.028474 | 1150.8264 | 1072.5007 | 1002.3377 | 936.7642 | 877.7978 | 818.0545 | 1858.6098 | 1737.0185 | 3894.4988 | 6472.6443 | 6049.2003 | 5653.4582 | 5297.5904 | 4937.0341 | 4614.0506
VIC1 | Hydro | 0 | 0 | 0 | 0 | 0 | 0 | 0 | 0 | 0 | 0 | 0 | 0 | 0 | 0 | 0 | 0 | 0 | 0 | 0 | 0 | 0 | 0 | 0 | 0 | 0 | 0
VIC1 | Hydrogen Turbine | 0 | 0 | 0 | 0 | 0 | 0 | 0 | 0 | 0 | 0 | 0 | 0 | 0 | 0 | 0 | 0 | 0 | 0 | 0 | 0 | 0 | 0 | 0 | 0 | 0 | 0
VIC1 | Wind | 0 | 0.0093858 | 7698.611 | 51653.4421 | 116601.3488 | 168935.0316 | 207257.1025 | 240476.8689 | 282827.5922 | 317999.5713 | 347434.4691 | 396143.6153 | 434957.3408 | 467974.5555 | 494810.2077 | 517497.8934 | 482276.7613 | 450725.9451 | 425082.3082 | 399967.6005 | 372745.6313 | 351170.6314 | 328196.8518 | 309932.3091 | 289787.6569 | 270829.587
VIC1 | Solar PV | 0 | 0.0021176 | 0.0028837 | 0.016155 | 0.02992 | 0.028012 | 0.026329 | 0.024731 | 11998.7982 | 11213.8302 | 10480.2151 | 9820.5178 | 9152.1291 | 9535.4175 | 10524.2114 | 13662.0628 | 12732.219 | 21050.2626 | 19709.2856 | 19905.071 | 18726.8757 | 17501.7531 | 17804.8985 | 16684.135 | 18914.8949 | 18107.768
VIC1 | Grid Battery | 0 | 0.0059321 | 0.0089313 | 4948.7229 | 8541.4028 | 7984.8361 | 8812.3777 | 11110.1275 | 12854.8946 | 13157.562 | 16755.9177 | 15701.1843 | 14632.5549 | 13675.285 | 12780.6402 | 11976.1383 | 11161.0372 | 10430.876 | 9748.4823 | 9134.8454 | 8513.1239 | 7956.1906 | 7435.6922 | 6967.6384 | 6493.418 | 6068.615
VIC1 | Pumped Hydro | 0 | 0 | 0 | 0 | 1211.7277 | 1132.4558 | 1058.37 | 991.7489 | 924.2503 | 863.7853 | 807.2761 | 756.4614 | 704.9766 | 658.8568 | 615.754 | 576.9942 | 537.7238 | 502.5467 | 469.6698 | 440.1056 | 410.1522 | 383.3198 | 358.2428 | 335.6925 | 312.8452 | 292.3787
VIC1 | Coordinated CER storage | 0 | 0 | 0 | 0 | 0 | 0 | 0 | 0 | 0 | 0 | 0 | 0 | 0 | 0 | 0 | 0 | 0 | 0 | 0 | 0 | 0 | 0 | 0 | 0 | 0 | 0
Total excluding storage |  | 0 | 0.017724 | 7698.6236 | -317268.7589 | -64020.9155 | -50643.4725 | 61.3048 | 99134.4816 | 212163.1426 | 298168.2242 | 375477.9065 | 423572.6053 | 460519.5021 | 492846.4525 | 519667.5777 | 544590.8866 | 507525.7959 | 484568.2402 | 456746.7644 | 433342.1213 | 406868.4274 | 383061.0952 | 359449.1435 | 339217.3654 | 320445.849 | 299912.3993
Region | Technology | 2024-25 | 2025-26 | 2026-27 | 2027-28 | 2028-29 | 2029-30 | 2030-31 | 2031-32 | 2032-33 | 2033-34 | 2034-35 | 2035-36 | 2036-37 | 2037-38 | 2038-39 | 2039-40 | 2040-41 | 2041-42 | 2042-43 | 2043-44 | 2044-45 | 2045-46 | 2046-47 | 2047-48 | 2048-49 | 2049-50
SA1 | Black Coal | 0 | 0 | 0 | 0 | 0 | 0 | 0 | 0 | 0 | 0 | 0 | 0 | 0 | 0 | 0 | 0 | 0 | 0 | 0 | 0 | 0 | 0 | 0 | 0 | 0 | 0
SA1 | Brown Coal | 0 | 0 | 0 | 0 | 0 | 0 | 0 | 0 | 0 | 0 | 0 | 0 | 0 | 0 | 0 | 0 | 0 | 0 | 0 | 0 | 0 | 0 | 0 | 0 | 0 | 0
SA1 | CCGT | 0 | 0 | 0.00029027 | 0.0012593 | 0.0011736 | 0.0010968 | 0.0010919 | 0.0010231 | 0.00096294 | 0.00089994 | 0.00084107 | 0.00078812 | 0.00073448 | 0.00068643 | 0.00064153 | 0.00060115 | 0.00056023 | 0.00052358 | 0.00048933 | 0.00045853 | 0.00042732 | 0.00039936 | 0.00037324 | 0.00034974 | 0.00032594 | 0.00030462
SA1 | Gas - Steam | 0 | 0 | 0 | 0 | 0 | 0 | 0 | 0 | 0 | 0 | 0 | 0 | 0 | 0 | 0 | 0 | 0 | 0 | 0 | 0 | 0 | 0 | 0 | 0 | 0 | 0
SA1 | OCGT / Diesel | 0 | 0.0002947 | 0.00081226 | 0.0018297 | 0.0017061 | 0.0015945 | 0.0014949 | 0.0014118 | 532.322 | 497.4972 | 464.9508 | 2680.2612 | 2497.8415 | 4369.0808 | 4083.2531 | 3826.2249 | 3565.8103 | 3332.533 | 3114.5168 | 2918.4682 | 2719.836 | 2541.9028 | 2375.6101 | 2226.0727 | 2074.5653 | 1938.846
SA1 | Hydro | 0 | 0 | 0 | 0 | 0 | 0 | 0 | 0 | 0 | 0 | 0 | 0 | 0 | 0 | 0 | 0 | 0 | 0 | 0 | 0 | 0 | 0 | 0 | 0 | 0 | 0
SA1 | Hydrogen Turbine | 0 | 0 | 0 | 0 | 0 | 0 | 0 | 0 | 0 | 0 | 0 | 0 | 0 | 0 | 0 | 0 | 0 | 0 | 0 | 0 | 0 | 0 | 0 | 0 | 0 | 0
SA1 | Wind | 0 | 0.014385 | 11562.6119 | 11238.0524 | 22438.94 | 39580.5037 | 37425.8185 | 35654.2819 | 41481.031 | 38767.3197 | 36231.1403 | 37193.7925 | 40922.5656 | 38245.4288 | 36242.6855 | 33961.321 | 31649.8994 | 29579.3458 | 28519.924 | 26724.6829 | 25316.1682 | 23701.4907 | 27024.2872 | 26997.6093 | 26050.5251 | 24346.2873
SA1 | Solar PV | 0 | 0.0056294 | 0.0074982 | 1996.2778 | 2580.0789 | 2411.2887 | 2253.5409 | 2111.6875 | 1967.966 | 1839.2209 | 1718.898 | 1610.6987 | 1501.0739 | 6586.2773 | 6686.8827 | 7784.4825 | 10235.3299 | 15603.2125 | 18066.3587 | 18741.6443 | 17466.0798 | 16323.4391 | 20138.1464 | 18870.5121 | 17809.5043 | 16644.3966
SA1 | Grid Battery | 0 | 0.0058145 | 0.0096202 | 0.012623 | 0.011781 | 0.011074 | 0.010426 | 0.014883 | 0.21783 | 0.20366 | 0.19042 | 0.17982 | 0.16924 | 0.15991 | 0.14958 | 0.1404 | 0.13147 | 5588.0023 | 6498.4029 | 6089.3486 | 5674.9112 | 5303.6554 | 4956.6874 | 4644.6797 | 4328.5613 | 4045.3851
SA1 | Pumped Hydro | 0 | 0 | 0 | 0 | 0.0035969 | 0.0034036 | 0.0034629 | 0.0032799 | 0.0050571 | 0.004755 | 0.004458 | 0.0047637 | 0.0050155 | 0.0050088 | 0.0046932 | 0.0044164 | 0.004151 | 0.0044233 | 0.0046601 | 0.0044015 | 0.0049846 | 0.0046689 | 0.0043673 | 0.0041006 | 0.0038276 | 0.0036041
SA1 | Coordinated CER storage | 0 | 0 | 0 | 0 | 0 | 0 | 0 | 0 | 0 | 0 | 0 | 0 | 0 | 0 | 0 | 0 | 0 | 0 | 0 | 0 | 0 | 0 | 0 | 0 | 0 | 0
Total excluding storage |  | 0 | 0.026124 | 11562.6301 | 13234.346 | 25019.0371 | 41991.8096 | 39679.3759 | 37765.99 | 43981.5428 | 41104.2471 | 38415.1848 | 41484.9378 | 44921.6559 | 49200.9525 | 47012.9762 | 45572.1737 | 45451.1758 | 54103.0985 | 56199.2076 | 54474.1488 | 51177.0006 | 47870.4931 | 54494.7359 | 52738.8784 | 50263.1601 | 46974.919
Region | Technology | 2024-25 | 2025-26 | 2026-27 | 2027-28 | 2028-29 | 2029-30 | 2030-31 | 2031-32 | 2032-33 | 2033-34 | 2034-35 | 2035-36 | 2036-37 | 2037-38 | 2038-39 | 2039-40 | 2040-41 | 2041-42 | 2042-43 | 2043-44 | 2044-45 | 2045-46 | 2046-47 | 2047-48 | 2048-49 | 2049-50
TAS1 | Black Coal | 0 | 0 | 0 | 0 | 0 | 0 | 0 | 0 | 0 | 0 | 0 | 0 | 0 | 0 | 0 | 0 | 0 | 0 | 0 | 0 | 0 | 0 | 0 | 0 | 0 | 0
TAS1 | Brown Coal | 0 | 0 | 0 | 0 | 0 | 0 | 0 | 0 | 0 | 0 | 0 | 0 | 0 | 0 | 0 | 0 | 0 | 0 | 0 | 0 | 0 | 0 | 0 | 0 | 0 | 0
TAS1 | CCGT | 0 | 0 | 0.00016869 | 0.00024243 | 0.00022815 | 0.00036747 | 0.00044786 | 0.00041967 | 0.00046733 | 0.00044369 | 0.00041467 | 0.00038856 | 0.00036212 | 0.00033843 | 0.00031629 | 0.00029638 | 0.00027621 | 0.00025814 | 0.00024125 | 0.00022606 | 0.00021068 | 0.0001969 | 0.00018447 | 0.00017286 | 0.00017283 | 0.00016187
TAS1 | Gas - Steam | 0 | 0 | 0 | 0 | 0 | 0 | 0 | 0 | 0 | 0 | 0 | 0 | 0 | 0 | 0 | 0 | 0 | 0 | 0 | 0 | 0 | 0 | 0 | 0 | 0 | 0
TAS1 | OCGT / Diesel | 0 | 0.00027872 | 0.00071948 | 0.00076469 | 0.00075978 | 0.00071556 | 0.00076843 | 0.00087315 | 0.00098685 | 0.00094924 | 0.0011018 | 0.0011152 | 0.0010457 | 0.0010316 | 0.00097018 | 0.0010663 | 0.0010051 | 0.0018218 | 0.0017065 | 0.0016069 | 0.0032981 | 0.0030856 | 0.0028882 | 0.0027098 | 0.0025311 | 0.0023701
TAS1 | Hydro | 0 | 0 | 0 | 0 | 0 | 0 | 0 | 0 | 0 | 0 | 0 | 0 | 0 | 0 | 0 | 0 | 0 | 0 | 0 | 0 | 0 | 0 | 0 | 0 | 0 | 0
TAS1 | Hydrogen Turbine | 0 | 0 | 0 | 0 | 0 | 0 | 0 | 0 | 0 | 0 | 0 | 0 | 0 | 0 | 0 | 0 | 0 | 0 | 0 | 0 | 0 | 0 | 0 | 0 | 0 | 0
TAS1 | Wind | 0 | 939.2013 | 5774.1663 | 10861.4643 | 15344.4215 | 19649.508 | 39642.8827 | 37266.3674 | 43039.1744 | 41156.0698 | 38463.617 | 36042.4522 | 33589.3879 | 31391.9522 | 29338.2752 | 27491.5214 | 25620.4375 | 23944.3345 | 22377.8851 | 20969.2665 | 19542.0898 | 18263.6356 | 17524.7187 | 16421.6062 | 15303.949 | 14302.7581
TAS1 | Solar PV | 0 | 0.0026244 | 0.002618 | 0.0025419 | 0.0026614 | 0.0031479 | 0.0031899 | 0.0030883 | 0.0037532 | 0.0037608 | 0.0035148 | 0.0032947 | 0.0030774 | 0.0033048 | 0.0038331 | 0.0051453 | 0.0057709 | 0.0081798 | 0.0076888 | 0.007213 | 0.0067347 | 0.0063148 | 0.0062299 | 0.0058558 | 0.01007 | 0.0094363
TAS1 | Grid Battery | 0 | 0.0043129 | 0.0047323 | 0.0056823 | 0.0057144 | 0.0063682 | 0.0074001 | 0.01035 | 0.012353 | 0.01241 | 0.011833 | 0.012254 | 0.012654 | 0.013012 | 0.012561 | 0.013079 | 0.013809 | 0.016462 | 0.016294 | 0.015515 | 0.016682 | 0.0159 | 0.015396 | 0.015737 | 0.015988 | 0.017353
TAS1 | Pumped Hydro | 0 | 0 | 0 | 0 | 0.010069 | 0.012565 | 982.0177 | 920.2027 | 2973.2714 | 7107.8858 | 6642.8839 | 6224.7355 | 5801.0774 | 5421.5677 | 5066.8857 | 4747.9409 | 4424.7941 | 4165.6274 | 3893.1098 | 3648.0505 | 3399.7627 | 3177.3483 | 2969.4845 | 2782.5646 | 2593.1821 | 2423.5347
TAS1 | Coordinated CER storage | 0 | 0 | 0 | 0 | 0 | 0 | 0 | 0 | 0 | 0 | 0 | 0 | 0 | 0 | 0 | 0 | 0 | 0 | 0 | 0 | 0 | 0 | 0 | 0 | 0 | 0
Total excluding storage |  | 0 | 939.2085 | 5774.1746 | 10861.4735 | 15344.441 | 19649.5311 | 40624.9122 | 38186.5849 | 46012.4634 | 48263.9731 | 45106.5177 | 42267.2047 | 39390.4823 | 36813.5376 | 34405.1786 | 32239.4819 | 30045.2524 | 28109.9887 | 26271.0208 | 24617.3416 | 22941.8793 | 21441.0094 | 20494.2279 | 19204.1953 | 17897.1599 | 16726.3221

## Marinus_S2_Fuel Cost
Fuel cost by technology ($000s) - Marinus_S2, Step Change scenario
Fuel | Real June 2023 dollars discounted to 1 July 2023.
Explicitly modelled generation
Region | Technology | 2024-25 | 2025-26 | 2026-27 | 2027-28 | 2028-29 | 2029-30 | 2030-31 | 2031-32 | 2032-33 | 2033-34 | 2034-35 | 2035-36 | 2036-37 | 2037-38 | 2038-39 | 2039-40 | 2040-41 | 2041-42 | 2042-43 | 2043-44 | 2044-45 | 2045-46 | 2046-47 | 2047-48 | 2048-49 | 2049-50
NEM | Black Coal | 2118562.136 | 1425112.77 | 1299659.45 | 1056890.6856 | 713280.5333 | 458884.9338 | 377308.9391 | 267977.2698 | 238704.3866 | 144074.8427 | 111610.6126 | 63782.6489 | 55311.6603 | 54621.6108 | 0.039887 | 0.035562 | 0.0098602 | 0.0083098 | 0.0073208 | 0.0073695 | 0.0064886 | 0.005334 | 0.0048643 | 0.0047144 | 0.0041457 | 0.0036234
NEM | Brown Coal | 268226.196 | 207101.418 | 165881.885 | 68684.0214 | 59161.5519 | 21355.4752 | 0.011818 | 0.0063742 | 0.0050181 | 0.0020908 | 0 | 0 | 0 | 0 | 0 | 0 | 0 | 0 | 0 | 0 | 0 | 0 | 0 | 0 | 0 | 0
NEM | CCGT | 211887.9066 | 233528.8104 | 287305.9358 | 508758.4271 | 400404.0304 | 439604.8581 | 423090.2732 | 369062.0674 | 353438.653 | 330808.8801 | 310190.2825 | 273221.1817 | 201936.272 | 171429.9309 | 166745.479 | 138793.3414 | 124089.5519 | 101740.4031 | 104179.6797 | 76561.2207 | 63279.1505 | 34606.5319 | 24480.6952 | 20931.7571 | 19431.0983 | 18811.1128
NEM | Gas - Steam | 6012.7501 | 40293.794 | 218504.864 | 161263.856 | 199114.032 | 112346.096 | 82708.552 | 78454 | 68404.656 | 51097.692 | 60204.024 | 32388.036 | 31357.812 | 28020.228 | 28692.636 | 0 | 0 | 0 | 0 | 0 | 0 | 0 | 0 | 0 | 0 | 0
NEM | OCGT / Diesel | 14171.5393 | 9247.4342 | 26970.2007 | 305880.3451 | 152643.7511 | 326065.9907 | 315103.4093 | 405110.6782 | 307095.5878 | 247304.8684 | 429623.2018 | 363886.1354 | 360342.6505 | 362673.9418 | 457308.1302 | 569247.0592 | 557927.7299 | 445767.6597 | 331110.6646 | 488471.8158 | 361259.0987 | 335893.0894 | 306120.7037 | 265540.6379 | 305400.6487 | 272021.1934
NEM | Hydro | 0 | 0 | 0 | 0 | 0 | 0 | 0 | 0 | 0 | 0 | 0 | 0 | 0 | 0 | 0 | 0 | 0 | 0 | 0 | 0 | 0 | 0 | 0 | 0 | 0 | 0
NEM | Hydrogen Turbine | 0 | 0.005947 | 1905.1674 | 1474.1206 | 6134.2976 | 116.3828 | 38.5459 | 0.0098503 | 1954.432 | 465.7471 | 122.135 | 2725.3546 | 1156.9839 | 1504.606 | 0.012202 | 3614.6069 | 1453.6865 | 6829.9632 | 1607.1845 | 14055.4275 | 13878.697 | 27259.17 | 43711.64 | 39852.748 | 39831.77 | 36299.444
NEM | Wind | 0 | 0 | 0 | 0 | 0 | 0 | 0 | 0 | 0 | 0 | 0 | 0 | 0 | 0 | 0 | 0 | 0 | 0 | 0 | 0 | 0 | 0 | 0 | 0 | 0 | 0
NEM | Solar PV | 0 | 0 | 0 | 0 | 0 | 0 | 0 | 0 | 0 | 0 | 0 | 0 | 0 | 0 | 0 | 0 | 0 | 0 | 0 | 0 | 0 | 0 | 0 | 0 | 0 | 0
NEM | Grid Battery | 0 | 0 | 0 | 0 | 0 | 0 | 0 | 0 | 0 | 0 | 0 | 0 | 0 | 0 | 0 | 0 | 0 | 0 | 0 | 0 | 0 | 0 | 0 | 0 | 0 | 0
NEM | Pumped Hydro | 0 | 0 | 0 | 0 | 0 | 0 | 0 | 0 | 0 | 0 | 0 | 0 | 0 | 0 | 0 | 0 | 0 | 0 | 0 | 0 | 0 | 0 | 0 | 0 | 0 | 0
NEM | Coordinated CER storage | 0 | 0 | 0 | 0 | 0 | 0 | 0 | 0 | 0 | 0 | 0 | 0 | 0 | 0 | 0 | 0 | 0 | 0 | 0 | 0 | 0 | 0 | 0 | 0 | 0 | 0
Total excluding storage |  | 2618860.528 | 1915284.2325 | 2000227.5028 | 2102951.4558 | 1530738.1962 | 1358373.7367 | 1198249.7314 | 1120604.0316 | 969597.7204 | 773752.0324 | 911750.2559 | 736003.3567 | 650105.3786 | 618250.3174 | 652746.2972 | 711655.043 | 683470.9783 | 554338.0343 | 436897.5361 | 579088.4713 | 438416.9527 | 397758.7967 | 374313.0438 | 326325.1477 | 364663.5211 | 327131.7539
Region | Technology | 2024-25 | 2025-26 | 2026-27 | 2027-28 | 2028-29 | 2029-30 | 2030-31 | 2031-32 | 2032-33 | 2033-34 | 2034-35 | 2035-36 | 2036-37 | 2037-38 | 2038-39 | 2039-40 | 2040-41 | 2041-42 | 2042-43 | 2043-44 | 2044-45 | 2045-46 | 2046-47 | 2047-48 | 2048-49 | 2049-50
NSW1 | Black Coal | 1177858.24 | 656046.841 | 676325.776 | 640286.3177 | 391021.6872 | 215036.1049 | 203908.4549 | 168852.0072 | 153696.3781 | 114482.728 | 85303.636 | 39244.5971 | 35317.1383 | 33429.5089 | 0.017267 | 0.015296 | 0 | 0 | 0 | 0 | 0 | 0 | 0 | 0 | 0 | 0
NSW1 | Brown Coal | 0 | 0 | 0 | 0 | 0 | 0 | 0 | 0 | 0 | 0 | 0 | 0 | 0 | 0 | 0 | 0 | 0 | 0 | 0 | 0 | 0 | 0 | 0 | 0 | 0 | 0
NSW1 | CCGT | 2449.2302 | 24572.584 | 101813.668 | 113612.5313 | 86478.5289 | 95454.1519 | 90524.397 | 59622.2361 | 68635.0868 | 64045.7573 | 58090.7422 | 50479.2439 | 35866.9258 | 44083.7644 | 39381.1988 | 36892.6849 | 34346.8875 | 23253.8222 | 31490.3232 | 0.01953 | 0.017753 | 0.017018 | 0.016084 | 0.015019 | 0.01397 | 0.013016
NSW1 | Gas - Steam | 0 | 0 | 0 | 0 | 0 | 0 | 0 | 0 | 0 | 0 | 0 | 0 | 0 | 0 | 0 | 0 | 0 | 0 | 0 | 0 | 0 | 0 | 0 | 0 | 0 | 0
NSW1 | OCGT / Diesel | 852.1645 | 8341.4386 | 8576.8925 | 83021.5407 | 32122.0896 | 147385.4443 | 115807.3322 | 168653.6397 | 102613.5654 | 77868.8545 | 146703.8252 | 120681.2555 | 102460.6911 | 80917.4407 | 145322.4565 | 156804.5109 | 175037.7827 | 120706.2172 | 91970.1593 | 147404.8507 | 92559.4335 | 78342.9465 | 66678.7413 | 76942.8405 | 60452.5471 | 62827.0235
NSW1 | Hydro | 0 | 0 | 0 | 0 | 0 | 0 | 0 | 0 | 0 | 0 | 0 | 0 | 0 | 0 | 0 | 0 | 0 | 0 | 0 | 0 | 0 | 0 | 0 | 0 | 0 | 0
NSW1 | Hydrogen Turbine | 0 | 0 | 0 | 0 | 0 | 0 | 0 | 0 | 0 | 0 | 0 | 0 | 0 | 0 | 0 | 0 | 0 | 0 | 0 | 0 | 0 | 0 | 0 | 0 | 0 | 0
NSW1 | Wind | 0 | 0 | 0 | 0 | 0 | 0 | 0 | 0 | 0 | 0 | 0 | 0 | 0 | 0 | 0 | 0 | 0 | 0 | 0 | 0 | 0 | 0 | 0 | 0 | 0 | 0
NSW1 | Solar PV | 0 | 0 | 0 | 0 | 0 | 0 | 0 | 0 | 0 | 0 | 0 | 0 | 0 | 0 | 0 | 0 | 0 | 0 | 0 | 0 | 0 | 0 | 0 | 0 | 0 | 0
NSW1 | Grid Battery | 0 | 0 | 0 | 0 | 0 | 0 | 0 | 0 | 0 | 0 | 0 | 0 | 0 | 0 | 0 | 0 | 0 | 0 | 0 | 0 | 0 | 0 | 0 | 0 | 0 | 0
NSW1 | Pumped Hydro | 0 | 0 | 0 | 0 | 0 | 0 | 0 | 0 | 0 | 0 | 0 | 0 | 0 | 0 | 0 | 0 | 0 | 0 | 0 | 0 | 0 | 0 | 0 | 0 | 0 | 0
NSW1 | Coordinated CER storage | 0 | 0 | 0 | 0 | 0 | 0 | 0 | 0 | 0 | 0 | 0 | 0 | 0 | 0 | 0 | 0 | 0 | 0 | 0 | 0 | 0 | 0 | 0 | 0 | 0 | 0
Total excluding storage |  | 1181159.6347 | 688960.8636 | 786716.3364 | 836920.3897 | 509622.3057 | 457875.7011 | 410240.1841 | 397127.8831 | 324945.0303 | 256397.3398 | 290098.2034 | 210405.0965 | 173644.7552 | 158430.714 | 184703.6726 | 193697.211 | 209384.6702 | 143960.0394 | 123460.4825 | 147404.8703 | 92559.4513 | 78342.9635 | 66678.7573 | 76942.8555 | 60452.5611 | 62827.0365
Region | Technology | 2024-25 | 2025-26 | 2026-27 | 2027-28 | 2028-29 | 2029-30 | 2030-31 | 2031-32 | 2032-33 | 2033-34 | 2034-35 | 2035-36 | 2036-37 | 2037-38 | 2038-39 | 2039-40 | 2040-41 | 2041-42 | 2042-43 | 2043-44 | 2044-45 | 2045-46 | 2046-47 | 2047-48 | 2048-49 | 2049-50
QLD1 | Black Coal | 940703.896 | 769065.929 | 623333.674 | 416604.3679 | 322258.8461 | 243848.8289 | 173400.4842 | 99125.2626 | 85008.0085 | 29592.1147 | 26306.9766 | 24538.0518 | 19994.522 | 21192.1019 | 0.02262 | 0.020266 | 0.0098602 | 0.0083098 | 0.0073208 | 0.0073695 | 0.0064886 | 0.005334 | 0.0048643 | 0.0047144 | 0.0041457 | 0.0036234
QLD1 | Brown Coal | 0 | 0 | 0 | 0 | 0 | 0 | 0 | 0 | 0 | 0 | 0 | 0 | 0 | 0 | 0 | 0 | 0 | 0 | 0 | 0 | 0 | 0 | 0 | 0 | 0 | 0
QLD1 | CCGT | 113370.9474 | 87873.8524 | 84053.9459 | 276278.9483 | 215260.2731 | 253181.4985 | 234571.1128 | 238481.979 | 209382.0649 | 194452.4471 | 189371.045 | 172698.6741 | 124837.034 | 127346.1273 | 127364.2435 | 101900.6217 | 89742.6316 | 78486.5494 | 72689.3266 | 76561.1735 | 63279.1076 | 34606.4908 | 24480.6557 | 20931.7205 | 19431.0635 | 18811.0806
QLD1 | Gas - Steam | 0 | 0 | 0 | 0 | 0 | 0 | 0 | 0 | 0 | 0 | 0 | 0 | 0 | 0 | 0 | 0 | 0 | 0 | 0 | 0 | 0 | 0 | 0 | 0 | 0 | 0
QLD1 | OCGT / Diesel | 0.02296 | 0.026356 | 153.0223 | 26566.2327 | 6638.023 | 38407.8866 | 29541.215 | 64843.7967 | 39306.9683 | 50868.3934 | 90675.5199 | 113715.4006 | 150293.3377 | 115401.2061 | 160147.4638 | 192395.4898 | 209554.1393 | 104630.8942 | 105626.6772 | 122188.2964 | 118456.9118 | 134171.8358 | 105472.0235 | 98384.5994 | 124917.618 | 118423.0474
QLD1 | Hydro | 0 | 0 | 0 | 0 | 0 | 0 | 0 | 0 | 0 | 0 | 0 | 0 | 0 | 0 | 0 | 0 | 0 | 0 | 0 | 0 | 0 | 0 | 0 | 0 | 0 | 0
QLD1 | Hydrogen Turbine | 0 | 0 | 138.9813 | 615.4884 | 5560.251 | 116.3775 | 38.5408 | 0.0049524 | 857.4224 | 465.7419 | 100.8221 | 1176.6765 | 532.4406 | 863.7499 | 0.0061276 | 1981.9154 | 521.824 | 1029.3722 | 0.0092748 | 5114.9685 | 7228.707 | 13509.714 | 25144.11 | 20350.902 | 19241.396 | 18782.15
QLD1 | Wind | 0 | 0 | 0 | 0 | 0 | 0 | 0 | 0 | 0 | 0 | 0 | 0 | 0 | 0 | 0 | 0 | 0 | 0 | 0 | 0 | 0 | 0 | 0 | 0 | 0 | 0
QLD1 | Solar PV | 0 | 0 | 0 | 0 | 0 | 0 | 0 | 0 | 0 | 0 | 0 | 0 | 0 | 0 | 0 | 0 | 0 | 0 | 0 | 0 | 0 | 0 | 0 | 0 | 0 | 0
QLD1 | Grid Battery | 0 | 0 | 0 | 0 | 0 | 0 | 0 | 0 | 0 | 0 | 0 | 0 | 0 | 0 | 0 | 0 | 0 | 0 | 0 | 0 | 0 | 0 | 0 | 0 | 0 | 0
QLD1 | Pumped Hydro | 0 | 0 | 0 | 0 | 0 | 0 | 0 | 0 | 0 | 0 | 0 | 0 | 0 | 0 | 0 | 0 | 0 | 0 | 0 | 0 | 0 | 0 | 0 | 0 | 0 | 0
QLD1 | Coordinated CER storage | 0 | 0 | 0 | 0 | 0 | 0 | 0 | 0 | 0 | 0 | 0 | 0 | 0 | 0 | 0 | 0 | 0 | 0 | 0 | 0 | 0 | 0 | 0 | 0 | 0 | 0
Total excluding storage |  | 1054074.8664 | 856939.8078 | 707679.6235 | 720065.0373 | 549717.3932 | 535554.5916 | 437551.3528 | 402451.0432 | 334554.4641 | 275378.6971 | 306454.3636 | 312128.803 | 295657.3344 | 264803.1852 | 287511.736 | 296278.0472 | 299818.6048 | 184146.8241 | 178316.0204 | 203864.4458 | 188964.7329 | 182288.046 | 155096.7941 | 139667.2267 | 163590.0817 | 156016.2816
Region | Technology | 2024-25 | 2025-26 | 2026-27 | 2027-28 | 2028-29 | 2029-30 | 2030-31 | 2031-32 | 2032-33 | 2033-34 | 2034-35 | 2035-36 | 2036-37 | 2037-38 | 2038-39 | 2039-40 | 2040-41 | 2041-42 | 2042-43 | 2043-44 | 2044-45 | 2045-46 | 2046-47 | 2047-48 | 2048-49 | 2049-50
VIC1 | Black Coal | 0 | 0 | 0 | 0 | 0 | 0 | 0 | 0 | 0 | 0 | 0 | 0 | 0 | 0 | 0 | 0 | 0 | 0 | 0 | 0 | 0 | 0 | 0 | 0 | 0 | 0
VIC1 | Brown Coal | 268226.196 | 207101.418 | 165881.885 | 68684.0214 | 59161.5519 | 21355.4752 | 0.011818 | 0.0063742 | 0.0050181 | 0.0020908 | 0 | 0 | 0 | 0 | 0 | 0 | 0 | 0 | 0 | 0 | 0 | 0 | 0 | 0 | 0 | 0
VIC1 | CCGT | 0 | 0 | 0 | 0 | 0 | 0 | 0 | 0 | 0 | 0 | 0 | 0 | 0 | 0 | 0 | 0 | 0 | 0 | 0 | 0 | 0 | 0 | 0 | 0 | 0 | 0
VIC1 | Gas - Steam | 901.1181 | 4768.978 | 218504.864 | 161263.856 | 199114.032 | 112346.096 | 82708.552 | 78454 | 68404.656 | 51097.692 | 60204.024 | 32388.036 | 31357.812 | 28020.228 | 28692.636 | 0 | 0 | 0 | 0 | 0 | 0 | 0 | 0 | 0 | 0 | 0
VIC1 | OCGT / Diesel | 261.56 | 0.032369 | 2328.886 | 90169.569 | 50503.4635 | 58163.0113 | 88122.7726 | 94295.7175 | 88798.4264 | 49179.7847 | 109469.4067 | 60630.3616 | 47118.0577 | 57774.5236 | 38022.6638 | 84364.4703 | 64286.75 | 104449.615 | 49272.308 | 111942.7143 | 89116.3689 | 73839.2873 | 86827.8505 | 49985.6515 | 77356.2219 | 55604.39
VIC1 | Hydro | 0 | 0 | 0 | 0 | 0 | 0 | 0 | 0 | 0 | 0 | 0 | 0 | 0 | 0 | 0 | 0 | 0 | 0 | 0 | 0 | 0 | 0 | 0 | 0 | 0 | 0
VIC1 | Hydrogen Turbine | 0 | 0 | 0 | 0 | 0 | 0 | 0 | 0 | 0 | 0 | 0 | 0 | 0 | 0 | 0 | 0 | 0 | 0 | 0 | 0 | 0 | 0 | 0 | 0 | 0 | 0
VIC1 | Wind | 0 | 0 | 0 | 0 | 0 | 0 | 0 | 0 | 0 | 0 | 0 | 0 | 0 | 0 | 0 | 0 | 0 | 0 | 0 | 0 | 0 | 0 | 0 | 0 | 0 | 0
VIC1 | Solar PV | 0 | 0 | 0 | 0 | 0 | 0 | 0 | 0 | 0 | 0 | 0 | 0 | 0 | 0 | 0 | 0 | 0 | 0 | 0 | 0 | 0 | 0 | 0 | 0 | 0 | 0
VIC1 | Grid Battery | 0 | 0 | 0 | 0 | 0 | 0 | 0 | 0 | 0 | 0 | 0 | 0 | 0 | 0 | 0 | 0 | 0 | 0 | 0 | 0 | 0 | 0 | 0 | 0 | 0 | 0
VIC1 | Pumped Hydro | 0 | 0 | 0 | 0 | 0 | 0 | 0 | 0 | 0 | 0 | 0 | 0 | 0 | 0 | 0 | 0 | 0 | 0 | 0 | 0 | 0 | 0 | 0 | 0 | 0 | 0
VIC1 | Coordinated CER storage | 0 | 0 | 0 | 0 | 0 | 0 | 0 | 0 | 0 | 0 | 0 | 0 | 0 | 0 | 0 | 0 | 0 | 0 | 0 | 0 | 0 | 0 | 0 | 0 | 0 | 0
Total excluding storage |  | 269388.8741 | 211870.4284 | 386715.635 | 320117.4464 | 308779.0474 | 191864.5826 | 170831.3364 | 172749.7239 | 157203.0874 | 100277.4788 | 169673.4307 | 93018.3976 | 78475.8697 | 85794.7516 | 66715.2998 | 84364.4703 | 64286.75 | 104449.615 | 49272.308 | 111942.7143 | 89116.3689 | 73839.2873 | 86827.8505 | 49985.6515 | 77356.2219 | 55604.39
Region | Technology | 2024-25 | 2025-26 | 2026-27 | 2027-28 | 2028-29 | 2029-30 | 2030-31 | 2031-32 | 2032-33 | 2033-34 | 2034-35 | 2035-36 | 2036-37 | 2037-38 | 2038-39 | 2039-40 | 2040-41 | 2041-42 | 2042-43 | 2043-44 | 2044-45 | 2045-46 | 2046-47 | 2047-48 | 2048-49 | 2049-50
SA1 | Black Coal | 0 | 0 | 0 | 0 | 0 | 0 | 0 | 0 | 0 | 0 | 0 | 0 | 0 | 0 | 0 | 0 | 0 | 0 | 0 | 0 | 0 | 0 | 0 | 0 | 0 | 0
SA1 | Brown Coal | 0 | 0 | 0 | 0 | 0 | 0 | 0 | 0 | 0 | 0 | 0 | 0 | 0 | 0 | 0 | 0 | 0 | 0 | 0 | 0 | 0 | 0 | 0 | 0 | 0 | 0
SA1 | CCGT | 96067.729 | 121082.374 | 101438.3154 | 118866.9382 | 98665.2203 | 90969.1938 | 97994.7462 | 70957.8368 | 75421.4837 | 72310.6583 | 62728.4795 | 50043.2489 | 41232.2986 | 0.026167 | 0.024383 | 0.022999 | 0.02163 | 0.020635 | 0.019597 | 0.018086 | 0.01636 | 0.015743 | 0.015161 | 0.014017 | 0.013081 | 0.012067
SA1 | Gas - Steam | 5111.632 | 35524.816 | 0 | 0 | 0 | 0 | 0 | 0 | 0 | 0 | 0 | 0 | 0 | 0 | 0 | 0 | 0 | 0 | 0 | 0 | 0 | 0 | 0 | 0 | 0 | 0
SA1 | OCGT / Diesel | 13057.7794 | 905.9253 | 15911.3889 | 106060.9584 | 63182.5167 | 82019.5862 | 79208.3419 | 76328.7419 | 75029.721 | 65466.7423 | 76566.6274 | 66177.1643 | 58064.995 | 104666.4783 | 112852.1984 | 131660.0223 | 108471.3987 | 114928.3676 | 83752.3851 | 106618.1585 | 60664.1919 | 49199.4324 | 46735.3777 | 40160.8776 | 42465.0745 | 34990.7378
SA1 | Hydro | 0 | 0 | 0 | 0 | 0 | 0 | 0 | 0 | 0 | 0 | 0 | 0 | 0 | 0 | 0 | 0 | 0 | 0 | 0 | 0 | 0 | 0 | 0 | 0 | 0 | 0
SA1 | Hydrogen Turbine | 0 | 0.005947 | 1766.1861 | 858.6322 | 574.0466 | 0.0052452 | 0.0050167 | 0.0048979 | 1097.0096 | 0.0052099 | 21.3129 | 1548.6781 | 624.5432 | 640.8561 | 0.0060747 | 1632.6915 | 931.8626 | 5800.591 | 1607.1752 | 8940.459 | 6649.99 | 13749.456 | 18567.53 | 19501.846 | 20590.374 | 17517.294
SA1 | Wind | 0 | 0 | 0 | 0 | 0 | 0 | 0 | 0 | 0 | 0 | 0 | 0 | 0 | 0 | 0 | 0 | 0 | 0 | 0 | 0 | 0 | 0 | 0 | 0 | 0 | 0
SA1 | Solar PV | 0 | 0 | 0 | 0 | 0 | 0 | 0 | 0 | 0 | 0 | 0 | 0 | 0 | 0 | 0 | 0 | 0 | 0 | 0 | 0 | 0 | 0 | 0 | 0 | 0 | 0
SA1 | Grid Battery | 0 | 0 | 0 | 0 | 0 | 0 | 0 | 0 | 0 | 0 | 0 | 0 | 0 | 0 | 0 | 0 | 0 | 0 | 0 | 0 | 0 | 0 | 0 | 0 | 0 | 0
SA1 | Pumped Hydro | 0 | 0 | 0 | 0 | 0 | 0 | 0 | 0 | 0 | 0 | 0 | 0 | 0 | 0 | 0 | 0 | 0 | 0 | 0 | 0 | 0 | 0 | 0 | 0 | 0 | 0
SA1 | Coordinated CER storage | 0 | 0 | 0 | 0 | 0 | 0 | 0 | 0 | 0 | 0 | 0 | 0 | 0 | 0 | 0 | 0 | 0 | 0 | 0 | 0 | 0 | 0 | 0 | 0 | 0 | 0
Total excluding storage |  | 114237.1404 | 157513.1213 | 119115.8904 | 225786.5288 | 162421.7836 | 172988.7852 | 177203.0931 | 147286.5837 | 151548.2143 | 137777.4058 | 139316.4197 | 117769.0913 | 99921.8369 | 105307.3606 | 112852.2289 | 133292.7367 | 109403.2828 | 120728.9792 | 85359.5799 | 115558.6356 | 67314.1982 | 62948.9041 | 65302.9228 | 59662.7376 | 63055.4615 | 52508.0438
Region | Technology | 2024-25 | 2025-26 | 2026-27 | 2027-28 | 2028-29 | 2029-30 | 2030-31 | 2031-32 | 2032-33 | 2033-34 | 2034-35 | 2035-36 | 2036-37 | 2037-38 | 2038-39 | 2039-40 | 2040-41 | 2041-42 | 2042-43 | 2043-44 | 2044-45 | 2045-46 | 2046-47 | 2047-48 | 2048-49 | 2049-50
TAS1 | Black Coal | 0 | 0 | 0 | 0 | 0 | 0 | 0 | 0 | 0 | 0 | 0 | 0 | 0 | 0 | 0 | 0 | 0 | 0 | 0 | 0 | 0 | 0 | 0 | 0 | 0 | 0
TAS1 | Brown Coal | 0 | 0 | 0 | 0 | 0 | 0 | 0 | 0 | 0 | 0 | 0 | 0 | 0 | 0 | 0 | 0 | 0 | 0 | 0 | 0 | 0 | 0 | 0 | 0 | 0 | 0
TAS1 | CCGT | 0 | 0 | 0.0064905 | 0.0092405 | 0.0081222 | 0.013884 | 0.017284 | 0.015426 | 0.017558 | 0.017401 | 0.015823 | 0.014757 | 0.013532 | 0.013025 | 0.012235 | 0.011775 | 0.011192 | 0.010792 | 0.010301 | 0.0094868 | 0.0088187 | 0.0083186 | 0.0081933 | 0.0075496 | 0.0077155 | 0.0071754
TAS1 | Gas - Steam | 0 | 0 | 0 | 0 | 0 | 0 | 0 | 0 | 0 | 0 | 0 | 0 | 0 | 0 | 0 | 0 | 0 | 0 | 0 | 0 | 0 | 0 | 0 | 0 | 0 | 0
TAS1 | OCGT / Diesel | 0.012437 | 0.011528 | 0.010994 | 62.0443 | 197.6582 | 90.0622 | 2423.7476 | 988.7824 | 1346.9066 | 3921.0935 | 6207.8227 | 2681.9535 | 2405.569 | 3914.2931 | 963.3476 | 4022.566 | 577.6593 | 1052.5658 | 489.135 | 317.7958 | 462.1926 | 339.5875 | 406.7109 | 66.6689 | 209.1872 | 175.9948
TAS1 | Hydro | 0 | 0 | 0 | 0 | 0 | 0 | 0 | 0 | 0 | 0 | 0 | 0 | 0 | 0 | 0 | 0 | 0 | 0 | 0 | 0 | 0 | 0 | 0 | 0 | 0 | 0
TAS1 | Hydrogen Turbine | 0 | 0 | 0 | 0 | 0 | 0 | 0 | 0 | 0 | 0 | 0 | 0 | 0 | 0 | 0 | 0 | 0 | 0 | 0 | 0 | 0 | 0 | 0 | 0 | 0 | 0
TAS1 | Wind | 0 | 0 | 0 | 0 | 0 | 0 | 0 | 0 | 0 | 0 | 0 | 0 | 0 | 0 | 0 | 0 | 0 | 0 | 0 | 0 | 0 | 0 | 0 | 0 | 0 | 0
TAS1 | Solar PV | 0 | 0 | 0 | 0 | 0 | 0 | 0 | 0 | 0 | 0 | 0 | 0 | 0 | 0 | 0 | 0 | 0 | 0 | 0 | 0 | 0 | 0 | 0 | 0 | 0 | 0
TAS1 | Grid Battery | 0 | 0 | 0 | 0 | 0 | 0 | 0 | 0 | 0 | 0 | 0 | 0 | 0 | 0 | 0 | 0 | 0 | 0 | 0 | 0 | 0 | 0 | 0 | 0 | 0 | 0
TAS1 | Pumped Hydro | 0 | 0 | 0 | 0 | 0 | 0 | 0 | 0 | 0 | 0 | 0 | 0 | 0 | 0 | 0 | 0 | 0 | 0 | 0 | 0 | 0 | 0 | 0 | 0 | 0 | 0
TAS1 | Coordinated CER storage | 0 | 0 | 0 | 0 | 0 | 0 | 0 | 0 | 0 | 0 | 0 | 0 | 0 | 0 | 0 | 0 | 0 | 0 | 0 | 0 | 0 | 0 | 0 | 0 | 0 | 0
Total excluding storage |  | 0.012437 | 0.011528 | 0.017485 | 62.0536 | 197.6663 | 90.0761 | 2423.7649 | 988.7978 | 1346.9242 | 3921.1109 | 6207.8386 | 2681.9682 | 2405.5825 | 3914.3061 | 963.3598 | 4022.5778 | 577.6705 | 1052.5766 | 489.1453 | 317.8053 | 462.2015 | 339.5958 | 406.719 | 66.6765 | 209.1949 | 176.0019

## Marinus_S2_Build Cost
New generation build cost (CAPEX) by technology ($000s) - Marinus_S2, Step Change scenario
CAPEX | Real June 2023 dollars discounted to 1 July 2023. The total capital costs are annualised for modelling purposes. Build costs do not include capital costs of existing, committed and anticipated generators and transmission projects since there will be no difference in these costs between the Base Case and option case.
Explicitly modelled generation
Region | Technology | 2024-25 | 2025-26 | 2026-27 | 2027-28 | 2028-29 | 2029-30 | 2030-31 | 2031-32 | 2032-33 | 2033-34 | 2034-35 | 2035-36 | 2036-37 | 2037-38 | 2038-39 | 2039-40 | 2040-41 | 2041-42 | 2042-43 | 2043-44 | 2044-45 | 2045-46 | 2046-47 | 2047-48 | 2048-49 | 2049-50
NEM | Black Coal | 0 | 0 | 0 | 0 | 0 | 0 | 0 | 0 | 0 | 0 | 0 | 0 | 0 | 0 | 0 | 0 | 0 | 0 | 0 | 0 | 0 | 0 | 0 | 0 | 0 | 0
NEM | Brown Coal | 0 | 0 | 0 | 0 | 0 | 0 | 0 | 0 | 0 | 0 | 0 | 0 | 0 | 0 | 0 | 0 | 0 | 0 | 0 | 0 | 0 | 0 | 0 | 0 | 0 | 0
NEM | CCGT | 0 | 0 | 0.015237 | 0.04495 | 0.055841 | 0.054567 | 0.054209 | 0.050797 | 0.052471 | 0.04927 | 0.046297 | 0.043434 | 0.040501 | 0.037852 | 0.035375 | 0.033149 | 0.030893 | 0.028872 | 0.026983 | 0.025284 | 0.023563 | 0.022022 | 0.020588 | 0.019292 | 0.018148 | 0.016966
NEM | Gas - Steam | 0 | 0 | 0 | 0 | 0 | 0 | 0 | 0 | 0 | 0 | 0 | 0 | 0 | 0 | 0 | 0 | 0 | 0 | 0 | 0 | 0 | 0 | 0 | 0 | 0 | 0
NEM | OCGT / Diesel | 0 | 0.025247 | 0.046887 | 0.46598 | 0.47347 | 0.44255 | 0.41466 | 0.39023 | 4381.9842 | 4095.3127 | 18600.9156 | 73515.5689 | 74577.2329 | 134091.6598 | 125319.3083 | 117430.8452 | 109438.451 | 111218.4906 | 103942.5147 | 115805.5301 | 130961.1839 | 122393.6299 | 114386.5701 | 107186.2876 | 129810.0803 | 121317.8322
NEM | Hydro | 0 | 0 | 0 | 0 | 0 | 0 | 0 | 0 | 0 | 0 | 0 | 0 | 0 | 0 | 0 | 0 | 0 | 0 | 0 | 0 | 0 | 0 | 0 | 0 | 0 | 0
NEM | Hydrogen Turbine | 0 | 0 | 0 | 0 | 0 | 0 | 0 | 0 | 0 | 0 | 0 | 0 | 0 | 0 | 0 | 0 | 0 | 0 | 0 | 0 | 0 | 0 | 0 | 0 | 0 | 0
NEM | Wind | 0 | 958937.8721 | 1720330.9311 | 2153212.8102 | 3381522.3708 | 3810199.7508 | 3946206.4526 | 3987619.5021 | 4343779.3163 | 4635093.1788 | 4509937.9976 | 4434092.3082 | 4519672.0444 | 4489862.487 | 4344205.3206 | 4208481.5296 | 3933692.8636 | 3697763.618 | 3514748.7617 | 3313831.3353 | 3098431.207 | 2959511.8065 | 2902878.1759 | 2750698.0885 | 2600864.0092 | 2432134.0967
NEM | Solar PV | 0 | 5219.7919 | 4878.3544 | 18571.2744 | 97991.4315 | 295211.0434 | 362429.8668 | 422084.4091 | 482385.705 | 571138.1668 | 548340.4163 | 521060.8636 | 498591.8227 | 656876.6782 | 756763.2286 | 760855.7867 | 836718.1494 | 892912.5945 | 954090.0741 | 954739.374 | 890866.618 | 873214.7157 | 928169.2778 | 881978.3809 | 894331.1462 | 932226.0804
NEM | Grid Battery | 0 | 0.49257 | 0.59595 | 116063.0243 | 146345.5137 | 136795.3453 | 141659.5427 | 153908.5579 | 161611.6244 | 161908.8405 | 193050.6408 | 196898.4739 | 183497.5146 | 175332.932 | 163862.5599 | 194821.542 | 182392.1526 | 288231.6258 | 324432.8246 | 304010.7844 | 283319.7533 | 267408.5302 | 249914.4855 | 204218.1931 | 203140.7697 | 189845.0565
NEM | Pumped Hydro | 0 | 0 | 0 | 0 | 339410.4505 | 317206.066 | 305110.2816 | 285904.5312 | 286184.6221 | 318042.0828 | 297235.5982 | 278525.6921 | 259569.1468 | 251240.7474 | 234804.4386 | 220024.2257 | 205049.2842 | 191903.6558 | 179349.2328 | 168059.7572 | 156621.5755 | 146375.3145 | 136799.3619 | 128188.2641 | 119463.8269 | 111648.439
NEM | Coordinated CER storage | 0 | 0 | 0 | 0 | 0 | 0 | 0 | 0 | 0 | 0 | 0 | 0 | 0 | 0 | 0 | 0 | 0 | 0 | 0 | 0 | 0 | 0 | 0 | 0 | 0 | 0
Total excluding storage |  | 0 | 964158.1818 | 1725209.9435 | 2287847.6197 | 3965270.2958 | 4559412.7026 | 4755406.6125 | 4849517.4414 | 5278343.3044 | 5690277.6308 | 5567165.6147 | 5504092.9502 | 5535907.8019 | 5707404.5423 | 5624954.8915 | 5501613.9623 | 5267290.9317 | 5182030.0136 | 5076563.4347 | 4856446.8063 | 4560200.3612 | 4368904.0188 | 4332147.8917 | 4072269.2335 | 3947609.8505 | 3787171.5218
Region | Technology | 2024-25 | 2025-26 | 2026-27 | 2027-28 | 2028-29 | 2029-30 | 2030-31 | 2031-32 | 2032-33 | 2033-34 | 2034-35 | 2035-36 | 2036-37 | 2037-38 | 2038-39 | 2039-40 | 2040-41 | 2041-42 | 2042-43 | 2043-44 | 2044-45 | 2045-46 | 2046-47 | 2047-48 | 2048-49 | 2049-50
NSW1 | Black Coal | 0 | 0 | 0 | 0 | 0 | 0 | 0 | 0 | 0 | 0 | 0 | 0 | 0 | 0 | 0 | 0 | 0 | 0 | 0 | 0 | 0 | 0 | 0 | 0 | 0 | 0
NSW1 | Brown Coal | 0 | 0 | 0 | 0 | 0 | 0 | 0 | 0 | 0 | 0 | 0 | 0 | 0 | 0 | 0 | 0 | 0 | 0 | 0 | 0 | 0 | 0 | 0 | 0 | 0 | 0
NSW1 | CCGT | 0 | 0 | 0.004538 | 0.013414 | 0.020108 | 0.018793 | 0.017632 | 0.016522 | 0.01554 | 0.014524 | 0.013573 | 0.012719 | 0.011853 | 0.011078 | 0.010353 | 0.0097015 | 0.0090412 | 0.0084497 | 0.0078969 | 0.0073998 | 0.0068962 | 0.006445 | 0.0060234 | 0.0056443 | 0.0052601 | 0.004916
NSW1 | Gas - Steam | 0 | 0 | 0 | 0 | 0 | 0 | 0 | 0 | 0 | 0 | 0 | 0 | 0 | 0 | 0 | 0 | 0 | 0 | 0 | 0 | 0 | 0 | 0 | 0 | 0 | 0
NSW1 | OCGT / Diesel | 0 | 0.011737 | 0.015604 | 0.015499 | 0.01847 | 0.017262 | 0.016139 | 0.015195 | 0.019842 | 0.018576 | 0.017518 | 0.02744 | 0.041412 | 25570.9393 | 23898.0741 | 22393.7639 | 20869.6346 | 19504.3314 | 18228.3471 | 17080.9289 | 15918.3934 | 14877.0032 | 13903.7414 | 13028.5437 | 12141.8175 | 11347.493
NSW1 | Hydro | 0 | 0 | 0 | 0 | 0 | 0 | 0 | 0 | 0 | 0 | 0 | 0 | 0 | 0 | 0 | 0 | 0 | 0 | 0 | 0 | 0 | 0 | 0 | 0 | 0 | 0
NSW1 | Hydrogen Turbine | 0 | 0 | 0 | 0 | 0 | 0 | 0 | 0 | 0 | 0 | 0 | 0 | 0 | 0 | 0 | 0 | 0 | 0 | 0 | 0 | 0 | 0 | 0 | 0 | 0 | 0
NSW1 | Wind | 0 | 748236.0487 | 802881.3295 | 850252.2438 | 1262991.8914 | 1300006.493 | 1262704.5886 | 1233245.3902 | 1299160.9276 | 1228561.1709 | 1188834.502 | 1117285.4671 | 1101889.2005 | 1035900.5064 | 968131.3933 | 910880.7488 | 860528.2229 | 825647.1254 | 791962.8476 | 749519.7325 | 705731.5442 | 695297.0134 | 653237.9955 | 612118.686 | 586579.686 | 549625.3571
NSW1 | Solar PV | 0 | 0.035961 | 0.050946 | 0.12359 | 75718.6409 | 274395.3074 | 256444.218 | 250382.0703 | 233340.9584 | 273744.9841 | 255836.4337 | 239732.3176 | 223416.0318 | 312549.0632 | 364801.7242 | 349550.7109 | 337461.1476 | 322985.4883 | 323543.3763 | 340918.0223 | 317714.9933 | 303610.4989 | 336160.8399 | 321385.234 | 349996.0589 | 370611.2891
NSW1 | Grid Battery | 0 | 0.22151 | 0.2074 | 66089.1724 | 61591.1146 | 57561.7895 | 53796.0653 | 50409.7726 | 46978.9143 | 43905.5282 | 41033.2046 | 38450.3173 | 35833.3864 | 33489.1599 | 31298.2812 | 29328.1668 | 27332.081 | 27413.5369 | 26005.0905 | 24368.1513 | 22709.6549 | 21223.9345 | 19835.453 | 1524.048 | 16346.931 | 15277.5067
NSW1 | Pumped Hydro | 0 | 0 | 0 | 0 | 315839.7064 | 295177.2975 | 275866.6335 | 258501.6781 | 240907.9427 | 225147.6107 | 210418.3283 | 197173.1569 | 183753.4751 | 180384.1702 | 168583.3367 | 157971.535 | 147219.9238 | 137588.7146 | 128587.5862 | 120493.3954 | 112292.5678 | 104946.3255 | 98080.6783 | 91906.8016 | 85651.6176 | 80048.2411
NSW1 | Coordinated CER storage | 0 | 0 | 0 | 0 | 0 | 0 | 0 | 0 | 0 | 0 | 0 | 0 | 0 | 0 | 0 | 0 | 0 | 0 | 0 | 0 | 0 | 0 | 0 | 0 | 0 | 0
Total excluding storage |  | 0 | 748236.3179 | 802881.608 | 916341.5687 | 1716141.3917 | 1927140.9235 | 1848811.5392 | 1792538.9429 | 1820388.7784 | 1771359.3269 | 1696122.4997 | 1592641.2991 | 1544892.147 | 1587893.85 | 1556712.8198 | 1470124.9351 | 1393411.019 | 1333139.2051 | 1288327.2555 | 1252380.2378 | 1174367.1606 | 1139954.782 | 1121218.7142 | 1039963.3189 | 1050716.1163 | 1026909.892
Region | Technology | 2024-25 | 2025-26 | 2026-27 | 2027-28 | 2028-29 | 2029-30 | 2030-31 | 2031-32 | 2032-33 | 2033-34 | 2034-35 | 2035-36 | 2036-37 | 2037-38 | 2038-39 | 2039-40 | 2040-41 | 2041-42 | 2042-43 | 2043-44 | 2044-45 | 2045-46 | 2046-47 | 2047-48 | 2048-49 | 2049-50
QLD1 | Black Coal | 0 | 0 | 0 | 0 | 0 | 0 | 0 | 0 | 0 | 0 | 0 | 0 | 0 | 0 | 0 | 0 | 0 | 0 | 0 | 0 | 0 | 0 | 0 | 0 | 0 | 0
QLD1 | Brown Coal | 0 | 0 | 0 | 0 | 0 | 0 | 0 | 0 | 0 | 0 | 0 | 0 | 0 | 0 | 0 | 0 | 0 | 0 | 0 | 0 | 0 | 0 | 0 | 0 | 0 | 0
QLD1 | CCGT | 0 | 0 | 0.0036426 | 0.0084595 | 0.014192 | 0.013263 | 0.01293 | 0.012116 | 0.015006 | 0.014153 | 0.013477 | 0.01268 | 0.011841 | 0.011066 | 0.010342 | 0.009691 | 0.0090315 | 0.0084406 | 0.0078884 | 0.0073919 | 0.0068888 | 0.0064381 | 0.0060169 | 0.0056382 | 0.0052544 | 0.0049107
QLD1 | Gas - Steam | 0 | 0 | 0 | 0 | 0 | 0 | 0 | 0 | 0 | 0 | 0 | 0 | 0 | 0 | 0 | 0 | 0 | 0 | 0 | 0 | 0 | 0 | 0 | 0 | 0 | 0
QLD1 | OCGT / Diesel | 0 | 0.0033985 | 0.0077042 | 0.0090185 | 0.042965 | 0.040154 | 0.03756 | 0.035278 | 0.033234 | 0.031121 | 14773.5461 | 42048.644 | 45251.9445 | 64470.6317 | 60252.9269 | 56460.1906 | 52617.4854 | 49175.22 | 45958.1496 | 43065.2255 | 40134.1877 | 37508.5867 | 35054.7539 | 32848.1651 | 60531.4404 | 56571.4396
QLD1 | Hydro | 0 | 0 | 0 | 0 | 0 | 0 | 0 | 0 | 0 | 0 | 0 | 0 | 0 | 0 | 0 | 0 | 0 | 0 | 0 | 0 | 0 | 0 | 0 | 0 | 0 | 0
QLD1 | Hydrogen Turbine | 0 | 0 | 0 | 0 | 0 | 0 | 0 | 0 | 0 | 0 | 0 | 0 | 0 | 0 | 0 | 0 | 0 | 0 | 0 | 0 | 0 | 0 | 0 | 0 | 0 | 0
QLD1 | Wind | 0 | 201296.2269 | 692424.389 | 648838.4219 | 1110531.9336 | 1170958.3762 | 1127832.7687 | 1168704.3503 | 1281908.4671 | 1612076.9239 | 1514790.8125 | 1419439.5077 | 1434641.1206 | 1445433.6882 | 1350872.6054 | 1265839.3324 | 1179685.7571 | 1102510.0566 | 1033526.269 | 969112.1173 | 903153.9245 | 850884.2666 | 892490.3483 | 836310.8406 | 786827.1739 | 735352.4992
QLD1 | Solar PV | 0 | 0.044787 | 0.045023 | 0.073102 | 496.0067 | 463.5961 | 86964.9542 | 153878.937 | 157091.0729 | 211455.1658 | 212188.079 | 206068.2812 | 205037.7723 | 248755.4092 | 292424.5289 | 295039.2358 | 377946.3268 | 390298.3258 | 447944.7669 | 428925.5998 | 400020.1899 | 407799.1369 | 416066.8076 | 395726.5002 | 375644.7024 | 402156.6214
QLD1 | Grid Battery | 0 | 0.07395 | 0.11307 | 0.11044 | 0.25626 | 0.23981 | 0.22434 | 0.21355 | 0.78138 | 0.73182 | 1.4922 | 16001.1283 | 14912.0863 | 17776.4214 | 16613.4794 | 56841.3105 | 53802.8977 | 134823.6391 | 173586.0386 | 162659.3348 | 151588.6762 | 144295.4633 | 134855.5627 | 126366.8205 | 125519.0921 | 117307.565
QLD1 | Pumped Hydro | 0 | 0 | 0 | 0 | 1.5329 | 1.434 | 1.3408 | 1.2573 | 1.193 | 1.1203 | 1.0507 | 1.0847 | 1.0142 | 1.7444 | 1.6311 | 1.5301 | 1.4272 | 1.3378 | 1.257 | 1.1803 | 1.1025 | 1.0395 | 0.9731 | 0.91214 | 0.9282 | 0.86812
QLD1 | Coordinated CER storage | 0 | 0 | 0 | 0 | 0 | 0 | 0 | 0 | 0 | 0 | 0 | 0 | 0 | 0 | 0 | 0 | 0 | 0 | 0 | 0 | 0 | 0 | 0 | 0 | 0 | 0
Total excluding storage |  | 0 | 201296.3491 | 692424.5584 | 648838.6229 | 1111029.7866 | 1171423.6995 | 1214799.3386 | 1322584.8055 | 1439001.5626 | 1823533.987 | 1741754.9939 | 1683558.6587 | 1699843.9497 | 1776437.906 | 1720165.182 | 1674181.6092 | 1664053.9033 | 1676808.5877 | 1701016.4888 | 1603763.4652 | 1494898.0877 | 1440488.4994 | 1478468.4516 | 1391253.2442 | 1348523.3423 | 1311388.9983
Region | Technology | 2024-25 | 2025-26 | 2026-27 | 2027-28 | 2028-29 | 2029-30 | 2030-31 | 2031-32 | 2032-33 | 2033-34 | 2034-35 | 2035-36 | 2036-37 | 2037-38 | 2038-39 | 2039-40 | 2040-41 | 2041-42 | 2042-43 | 2043-44 | 2044-45 | 2045-46 | 2046-47 | 2047-48 | 2048-49 | 2049-50
VIC1 | Black Coal | 0 | 0 | 0 | 0 | 0 | 0 | 0 | 0 | 0 | 0 | 0 | 0 | 0 | 0 | 0 | 0 | 0 | 0 | 0 | 0 | 0 | 0 | 0 | 0 | 0 | 0
VIC1 | Brown Coal | 0 | 0 | 0 | 0 | 0 | 0 | 0 | 0 | 0 | 0 | 0 | 0 | 0 | 0 | 0 | 0 | 0 | 0 | 0 | 0 | 0 | 0 | 0 | 0 | 0 | 0
VIC1 | CCGT | 0 | 0 | 0 | 0 | 0 | 0 | 0 | 0 | 0 | 0 | 0 | 0 | 0 | 0 | 0 | 0 | 0 | 0 | 0 | 0 | 0 | 0 | 0 | 0 | 0 | 0
VIC1 | Gas - Steam | 0 | 0 | 0 | 0 | 0 | 0 | 0 | 0 | 0 | 0 | 0 | 0 | 0 | 0 | 0 | 0 | 0 | 0 | 0 | 0 | 0 | 0 | 0 | 0 | 0 | 0
VIC1 | OCGT / Diesel | 0 | 0.0033866 | 0.0078625 | 0.41532 | 0.3872 | 0.36187 | 0.3382 | 0.31696 | 0.29548 | 0.27616 | 0.25818 | 9481.885 | 8836.5438 | 8258.4582 | 7718.1852 | 7232.3493 | 6740.1125 | 15238.7271 | 14241.801 | 31751.1938 | 52627.6068 | 49184.6792 | 45966.9899 | 43073.5094 | 40141.9076 | 37515.8015
VIC1 | Hydro | 0 | 0 | 0 | 0 | 0 | 0 | 0 | 0 | 0 | 0 | 0 | 0 | 0 | 0 | 0 | 0 | 0 | 0 | 0 | 0 | 0 | 0 | 0 | 0 | 0 | 0
VIC1 | Hydrogen Turbine | 0 | 0 | 0 | 0 | 0 | 0 | 0 | 0 | 0 | 0 | 0 | 0 | 0 | 0 | 0 | 0 | 0 | 0 | 0 | 0 | 0 | 0 | 0 | 0 | 0 | 0
VIC1 | Wind | 0 | 0.08975 | 69538.3134 | 455074.6262 | 685743.3574 | 844336.5297 | 922309.2015 | 987119.2625 | 1080421.7587 | 1149294.5519 | 1203358.9132 | 1307639.3751 | 1385768.0443 | 1450234.8602 | 1499636.483 | 1539279.2938 | 1434515.2746 | 1340668.4811 | 1281723.2297 | 1213316.2318 | 1130737.4007 | 1077691.7048 | 1007188.5096 | 961654.8264 | 903285.3472 | 844191.9218
VIC1 | Solar PV | 0 | 0.016286 | 0.021902 | 0.11379 | 0.20298 | 0.19003 | 0.17859 | 0.16774 | 75343.4856 | 70414.4727 | 65807.9185 | 61665.5126 | 57468.5311 | 58813.9154 | 62909.8693 | 75400.2778 | 70268.5122 | 106516.2036 | 99714.8209 | 99834.5788 | 93859.5622 | 87719.2174 | 88293.8727 | 82736.0455 | 91347.9561 | 87175.5257
VIC1 | Grid Battery | 0 | 0.072924 | 0.10567 | 49973.5325 | 84753.9436 | 79233.12 | 87863.0571 | 103498.324 | 114630.338 | 118001.0866 | 152014.5453 | 142445.6978 | 132750.7821 | 124066.1518 | 115949.6749 | 108651.0002 | 101256.1662 | 94631.9315 | 88441.0578 | 82873.9658 | 77233.528 | 72180.8489 | 67458.7279 | 50310.2883 | 37028.4303 | 34599.8586
VIC1 | Pumped Hydro | 0 | 0 | 0 | 0 | 23569.0187 | 22027.1205 | 20586.0951 | 19290.264 | 17977.3669 | 16801.2783 | 15702.1314 | 14713.7539 | 13712.3374 | 12815.2724 | 11976.8903 | 11222.9823 | 10459.1416 | 9774.9285 | 9135.4483 | 8560.4008 | 7977.7855 | 7455.8745 | 6968.1071 | 6529.4864 | 6085.0869 | 5686.9976
VIC1 | Coordinated CER storage | 0 | 0 | 0 | 0 | 0 | 0 | 0 | 0 | 0 | 0 | 0 | 0 | 0 | 0 | 0 | 0 | 0 | 0 | 0 | 0 | 0 | 0 | 0 | 0 | 0 | 0
Total excluding storage |  | 0 | 0.18235 | 69538.4488 | 505048.6879 | 794066.9099 | 945597.3222 | 1030758.8705 | 1109908.3353 | 1288373.2446 | 1354511.6656 | 1436883.7666 | 1535946.2244 | 1598536.2386 | 1654188.6578 | 1698191.1027 | 1741785.9034 | 1623239.2071 | 1566830.2717 | 1493256.3577 | 1436336.3709 | 1362435.8832 | 1294232.3247 | 1215876.2073 | 1144304.156 | 1077888.728 | 1009170.1052
Region | Technology | 2024-25 | 2025-26 | 2026-27 | 2027-28 | 2028-29 | 2029-30 | 2030-31 | 2031-32 | 2032-33 | 2033-34 | 2034-35 | 2035-36 | 2036-37 | 2037-38 | 2038-39 | 2039-40 | 2040-41 | 2041-42 | 2042-43 | 2043-44 | 2044-45 | 2045-46 | 2046-47 | 2047-48 | 2048-49 | 2049-50
SA1 | Black Coal | 0 | 0 | 0 | 0 | 0 | 0 | 0 | 0 | 0 | 0 | 0 | 0 | 0 | 0 | 0 | 0 | 0 | 0 | 0 | 0 | 0 | 0 | 0 | 0 | 0 | 0
SA1 | Brown Coal | 0 | 0 | 0 | 0 | 0 | 0 | 0 | 0 | 0 | 0 | 0 | 0 | 0 | 0 | 0 | 0 | 0 | 0 | 0 | 0 | 0 | 0 | 0 | 0 | 0 | 0
SA1 | CCGT | 0 | 0 | 0.0044588 | 0.019343 | 0.018027 | 0.016848 | 0.016762 | 0.015706 | 0.014778 | 0.013811 | 0.012907 | 0.012095 | 0.011272 | 0.010534 | 0.0098451 | 0.0092254 | 0.0085975 | 0.0080351 | 0.0075094 | 0.0070367 | 0.0065578 | 0.0061288 | 0.0057278 | 0.0053673 | 0.005002 | 0.0046747
SA1 | Gas - Steam | 0 | 0 | 0 | 0 | 0 | 0 | 0 | 0 | 0 | 0 | 0 | 0 | 0 | 0 | 0 | 0 | 0 | 0 | 0 | 0 | 0 | 0 | 0 | 0 | 0 | 0
SA1 | OCGT / Diesel | 0 | 0.0034514 | 0.0083207 | 0.018279 | 0.017044 | 0.015929 | 0.014932 | 0.014092 | 4381.6258 | 4094.9774 | 3827.083 | 21985.0016 | 20488.6931 | 35791.6207 | 33450.1128 | 31344.5312 | 29211.2088 | 27300.1952 | 25514.2011 | 23908.1669 | 22280.9667 | 20823.3333 | 19461.0592 | 18236.0455 | 16994.8923 | 15883.0769
SA1 | Hydro | 0 | 0 | 0 | 0 | 0 | 0 | 0 | 0 | 0 | 0 | 0 | 0 | 0 | 0 | 0 | 0 | 0 | 0 | 0 | 0 | 0 | 0 | 0 | 0 | 0 | 0
SA1 | Hydrogen Turbine | 0 | 0 | 0 | 0 | 0 | 0 | 0 | 0 | 0 | 0 | 0 | 0 | 0 | 0 | 0 | 0 | 0 | 0 | 0 | 0 | 0 | 0 | 0 | 0 | 0 | 0
SA1 | Wind | 0 | 0.13154 | 99694.4883 | 96630.5945 | 181321.761 | 320389.6597 | 302666.566 | 287797.0039 | 330638.2865 | 309007.7494 | 288792.2901 | 295341.9745 | 323023.7327 | 301891.6119 | 285936.966 | 267938.1183 | 249702.1363 | 233366.4844 | 224759.3364 | 210611.4287 | 199193.3469 | 186465.9328 | 206971.4606 | 206624.5511 | 199301.9505 | 186263.5195
SA1 | Solar PV | 0 | 5219.6728 | 4878.2147 | 18570.9428 | 21776.5593 | 20351.9249 | 19020.4908 | 17823.2099 | 16610.1594 | 15523.5157 | 14507.9586 | 13594.7272 | 12669.4643 | 36758.2663 | 36627.0797 | 40865.5292 | 51042.1273 | 73112.5293 | 82887.0653 | 85061.1313 | 79271.8336 | 74085.8259 | 87647.7218 | 82130.5676 | 77342.3761 | 72282.5947
SA1 | Grid Battery | 0 | 0.071161 | 0.11247 | 0.14243 | 0.13292 | 0.12481 | 0.11731 | 0.14788 | 1.4779 | 1.3818 | 1.2921 | 1.222 | 1.1501 | 1.0879 | 1.0177 | 0.9554 | 0.89527 | 31362.3907 | 36400.5121 | 34109.2132 | 31787.7682 | 29708.177 | 27764.6405 | 26016.9362 | 24246.2158 | 22660.0199
SA1 | Pumped Hydro | 0 | 0 | 0 | 0 | 0.082004 | 0.077558 | 0.079988 | 0.075909 | 0.11251 | 0.10581 | 0.099211 | 0.10731 | 0.11325 | 0.11414 | 0.10692 | 0.10059 | 0.09456 | 0.10048 | 0.10489 | 0.099153 | 0.1132 | 0.10599 | 0.099137 | 0.093059 | 0.086849 | 0.081736
SA1 | Coordinated CER storage | 0 | 0 | 0 | 0 | 0 | 0 | 0 | 0 | 0 | 0 | 0 | 0 | 0 | 0 | 0 | 0 | 0 | 0 | 0 | 0 | 0 | 0 | 0 | 0 | 0 | 0
Total excluding storage |  | 0 | 5219.879 | 104572.8282 | 115201.7173 | 203098.5703 | 340741.8197 | 321687.2858 | 305620.4673 | 351631.677 | 328627.744 | 307128.7359 | 330923.0447 | 356183.1646 | 374442.7114 | 356015.2929 | 340149.2438 | 329956.4707 | 365141.708 | 369561.2274 | 353690.0462 | 332534.0351 | 311083.3812 | 341844.9869 | 333008.1988 | 317885.5266 | 297089.2974
Region | Technology | 2024-25 | 2025-26 | 2026-27 | 2027-28 | 2028-29 | 2029-30 | 2030-31 | 2031-32 | 2032-33 | 2033-34 | 2034-35 | 2035-36 | 2036-37 | 2037-38 | 2038-39 | 2039-40 | 2040-41 | 2041-42 | 2042-43 | 2043-44 | 2044-45 | 2045-46 | 2046-47 | 2047-48 | 2048-49 | 2049-50
TAS1 | Black Coal | 0 | 0 | 0 | 0 | 0 | 0 | 0 | 0 | 0 | 0 | 0 | 0 | 0 | 0 | 0 | 0 | 0 | 0 | 0 | 0 | 0 | 0 | 0 | 0 | 0 | 0
TAS1 | Brown Coal | 0 | 0 | 0 | 0 | 0 | 0 | 0 | 0 | 0 | 0 | 0 | 0 | 0 | 0 | 0 | 0 | 0 | 0 | 0 | 0 | 0 | 0 | 0 | 0 | 0 | 0
TAS1 | CCGT | 0 | 0 | 0.0025979 | 0.0037335 | 0.0035136 | 0.005663 | 0.0068849 | 0.0064515 | 0.0071473 | 0.0067828 | 0.0063391 | 0.00594 | 0.0055358 | 0.0051736 | 0.0048352 | 0.0045308 | 0.0042224 | 0.0039462 | 0.003688 | 0.0034559 | 0.0032207 | 0.00301 | 0.0028197 | 0.0026422 | 0.0026314 | 0.0024641
TAS1 | Gas - Steam | 0 | 0 | 0 | 0 | 0 | 0 | 0 | 0 | 0 | 0 | 0 | 0 | 0 | 0 | 0 | 0 | 0 | 0 | 0 | 0 | 0 | 0 | 0 | 0 | 0 | 0
TAS1 | OCGT / Diesel | 0 | 0.0032738 | 0.0073955 | 0.0078649 | 0.0077987 | 0.0073367 | 0.0078321 | 0.008711 | 0.0097626 | 0.0093923 | 0.010753 | 0.010821 | 0.010144 | 0.010013 | 0.0094145 | 0.01029 | 0.0096962 | 0.01688 | 0.015811 | 0.014889 | 0.029305 | 0.027418 | 0.025665 | 0.02408 | 0.022494 | 0.021065
TAS1 | Hydro | 0 | 0 | 0 | 0 | 0 | 0 | 0 | 0 | 0 | 0 | 0 | 0 | 0 | 0 | 0 | 0 | 0 | 0 | 0 | 0 | 0 | 0 | 0 | 0 | 0 | 0
TAS1 | Hydrogen Turbine | 0 | 0 | 0 | 0 | 0 | 0 | 0 | 0 | 0 | 0 | 0 | 0 | 0 | 0 | 0 | 0 | 0 | 0 | 0 | 0 | 0 | 0 | 0 | 0 | 0 | 0
TAS1 | Wind | 0 | 9405.3752 | 55792.4109 | 102416.9237 | 140933.4275 | 174508.6922 | 330693.3278 | 310753.4953 | 351649.8764 | 336152.7828 | 314161.4797 | 294385.9838 | 274349.9463 | 256401.8203 | 239627.8729 | 224544.0362 | 209261.4727 | 195571.4705 | 182777.0791 | 171271.825 | 159614.9907 | 149172.889 | 142989.862 | 133989.1844 | 124869.8515 | 116700.799
TAS1 | Solar PV | 0 | 0.022 | 0.021809 | 0.02109 | 0.021702 | 0.025022 | 0.025177 | 0.02428 | 0.028642 | 0.028431 | 0.026573 | 0.024908 | 0.023259 | 0.02417 | 0.026527 | 0.03294 | 0.035605 | 0.047496 | 0.044614 | 0.041854 | 0.039076 | 0.036634 | 0.035775 | 0.03362 | 0.052768 | 0.049457
TAS1 | Grid Battery | 0 | 0.053027 | 0.057336 | 0.066488 | 0.066319 | 0.071165 | 0.078576 | 0.099833 | 0.11291 | 0.11202 | 0.10664 | 0.10838 | 0.10981 | 0.11105 | 0.10677 | 0.10909 | 0.11238 | 0.12769 | 0.12552 | 0.11947 | 0.12599 | 0.10642 | 0.10129 | 0.10001 | 0.10055 | 0.10635
TAS1 | Pumped Hydro | 0 | 0 | 0 | 0 | 0.11053 | 0.13641 | 8656.1322 | 8111.2558 | 27298.007 | 76091.9678 | 71113.9886 | 66637.5893 | 62102.207 | 58039.4463 | 54242.4735 | 50828.0777 | 47368.697 | 44538.5746 | 41624.8365 | 39004.6815 | 36350.0063 | 33971.969 | 31749.5043 | 29750.9709 | 27726.1074 | 25912.2505
TAS1 | Coordinated CER storage | 0 | 0 | 0 | 0 | 0 | 0 | 0 | 0 | 0 | 0 | 0 | 0 | 0 | 0 | 0 | 0 | 0 | 0 | 0 | 0 | 0 | 0 | 0 | 0 | 0 | 0
Total excluding storage |  | 0 | 9405.4535 | 55792.5 | 102417.0229 | 140933.6373 | 174508.9378 | 339349.5785 | 318864.8904 | 378948.0419 | 412244.9072 | 385275.6186 | 361023.7232 | 336452.3021 | 314441.4171 | 293870.494 | 275372.2708 | 256630.3317 | 240110.2411 | 224402.1052 | 210276.6861 | 195965.1946 | 183145.0315 | 174739.5318 | 163740.3157 | 152596.1374 | 142613.2289

## Marinus_S2_Rehab Cost
Rehabilition cost by technology ($000s) - Marinus_S2, Step Change scenario
Rehab | Real June 2023 dollars discounted to 1 July 2023.
Explicitly modelled generation
Region | Technology | 2024-25 | 2025-26 | 2026-27 | 2027-28 | 2028-29 | 2029-30 | 2030-31 | 2031-32 | 2032-33 | 2033-34 | 2034-35 | 2035-36 | 2036-37 | 2037-38 | 2038-39 | 2039-40 | 2040-41 | 2041-42 | 2042-43 | 2043-44 | 2044-45 | 2045-46 | 2046-47 | 2047-48 | 2048-49 | 2049-50
NEM | Black Coal | 0 | 0 | 0 | 200515.7975 | 37650.0963 | 66910.0377 | 3359.1561 | 38006.3113 | 0.23973 | 41930.8355 | 0.00049225 | 16070.573 | 0.037008 | 0.0034014 | 38458.9873 | 0.00011992 | 0.0097909 | 0.0013857 | 0.0001307 | 0.00012559 | 0.00028247 | 8.2558e-06 | 0.00022661 | 0.00010141 | 3.805e-05 | 0.00010792
NEM | Brown Coal | 0 | 0 | 0 | 76788.8784 | 0.00021747 | 13470.3367 | 16361.1221 | 0.0012322 | 0 | 5.0342e-05 | 0 | 0 | 0 | 0 | 0 | 0 | 0 | 0 | 0 | 0 | 0 | 0 | 0 | 0 | 0 | 0
NEM | CCGT | 0 | 0 | 0 | 0 | 0 | 0 | 0 | 0 | 0 | 0 | 0 | 0 | 0 | 0 | 0 | 0 | 0 | 0 | 0 | 0 | 0 | 0 | 0 | 0 | 0 | 0
NEM | Gas - Steam | 0 | 0 | 0 | 0 | 0 | 0 | 0 | 0 | 0 | 0 | 0 | 0 | 0 | 0 | 0 | 0 | 0 | 0 | 0 | 0 | 0 | 0 | 0 | 0 | 0 | 0
NEM | OCGT / Diesel | 0 | 0 | 0 | 0 | 0 | 0 | 0 | 0 | 0 | 0 | 0 | 0 | 0 | 0 | 0 | 0 | 0 | 0 | 0 | 0 | 0 | 0 | 0 | 0 | 0 | 0
NEM | Hydro | 0 | 0 | 0 | 0 | 0 | 0 | 0 | 0 | 0 | 0 | 0 | 0 | 0 | 0 | 0 | 0 | 0 | 0 | 0 | 0 | 0 | 0 | 0 | 0 | 0 | 0
NEM | Hydrogen Turbine | 0 | 0 | 0 | 0 | 0 | 0 | 0 | 0 | 0 | 0 | 0 | 0 | 0 | 0 | 0 | 0 | 0 | 0 | 0 | 0 | 0 | 0 | 0 | 0 | 0 | 0
NEM | Wind | 0 | 0 | 0 | 0 | 0 | 0 | 0 | 0 | 0 | 0 | 0 | 0 | 0 | 0 | 0 | 0 | 0 | 0 | 0 | 0 | 0 | 0 | 0 | 0 | 0 | 0
NEM | Solar PV | 0 | 0 | 0 | 0 | 0 | 0 | 0 | 0 | 0 | 0 | 0 | 0 | 0 | 0 | 0 | 0 | 0 | 0 | 0 | 0 | 0 | 0 | 0 | 0 | 0 | 0
NEM | Grid Battery | 0 | 0 | 0 | 0 | 0 | 0 | 0 | 0 | 0 | 0 | 0 | 0 | 0 | 0 | 0 | 0 | 0 | 0 | 0 | 0 | 0 | 0 | 0 | 0 | 0 | 0
NEM | Pumped Hydro | 0 | 0 | 0 | 0 | 0 | 0 | 0 | 0 | 0 | 0 | 0 | 0 | 0 | 0 | 0 | 0 | 0 | 0 | 0 | 0 | 0 | 0 | 0 | 0 | 0 | 0
NEM | Coordinated CER storage | 0 | 0 | 0 | 0 | 0 | 0 | 0 | 0 | 0 | 0 | 0 | 0 | 0 | 0 | 0 | 0 | 0 | 0 | 0 | 0 | 0 | 0 | 0 | 0 | 0 | 0
Total excluding storage |  | 0 | 0 | 0 | 277304.6759 | 37650.0965 | 80380.3745 | 19720.2781 | 38006.3125 | 0.23973 | 41930.8356 | 0.00049225 | 16070.573 | 0.037008 | 0.0034014 | 38458.9873 | 0.00011992 | 0.0097909 | 0.0013857 | 0.0001307 | 0.00012559 | 0.00028247 | 8.2558e-06 | 0.00022661 | 0.00010141 | 3.805e-05 | 0.00010792
Region | Technology | 2024-25 | 2025-26 | 2026-27 | 2027-28 | 2028-29 | 2029-30 | 2030-31 | 2031-32 | 2032-33 | 2033-34 | 2034-35 | 2035-36 | 2036-37 | 2037-38 | 2038-39 | 2039-40 | 2040-41 | 2041-42 | 2042-43 | 2043-44 | 2044-45 | 2045-46 | 2046-47 | 2047-48 | 2048-49 | 2049-50
NSW1 | Black Coal | 0 | 0 | 0 | 44126.6701 | 37650.094 | 54233.9882 | 0.056497 | 0.073251 | 8.5111e-06 | 0.00040099 | 0 | 16070.573 | 0.036994 | 0.0034014 | 6399.3139 | 2.0515e-06 | 0 | 0 | 0 | 0 | 0 | 0 | 0 | 0 | 0 | 0
NSW1 | Brown Coal | 0 | 0 | 0 | 0 | 0 | 0 | 0 | 0 | 0 | 0 | 0 | 0 | 0 | 0 | 0 | 0 | 0 | 0 | 0 | 0 | 0 | 0 | 0 | 0 | 0 | 0
NSW1 | CCGT | 0 | 0 | 0 | 0 | 0 | 0 | 0 | 0 | 0 | 0 | 0 | 0 | 0 | 0 | 0 | 0 | 0 | 0 | 0 | 0 | 0 | 0 | 0 | 0 | 0 | 0
NSW1 | Gas - Steam | 0 | 0 | 0 | 0 | 0 | 0 | 0 | 0 | 0 | 0 | 0 | 0 | 0 | 0 | 0 | 0 | 0 | 0 | 0 | 0 | 0 | 0 | 0 | 0 | 0 | 0
NSW1 | OCGT / Diesel | 0 | 0 | 0 | 0 | 0 | 0 | 0 | 0 | 0 | 0 | 0 | 0 | 0 | 0 | 0 | 0 | 0 | 0 | 0 | 0 | 0 | 0 | 0 | 0 | 0 | 0
NSW1 | Hydro | 0 | 0 | 0 | 0 | 0 | 0 | 0 | 0 | 0 | 0 | 0 | 0 | 0 | 0 | 0 | 0 | 0 | 0 | 0 | 0 | 0 | 0 | 0 | 0 | 0 | 0
NSW1 | Hydrogen Turbine | 0 | 0 | 0 | 0 | 0 | 0 | 0 | 0 | 0 | 0 | 0 | 0 | 0 | 0 | 0 | 0 | 0 | 0 | 0 | 0 | 0 | 0 | 0 | 0 | 0 | 0
NSW1 | Wind | 0 | 0 | 0 | 0 | 0 | 0 | 0 | 0 | 0 | 0 | 0 | 0 | 0 | 0 | 0 | 0 | 0 | 0 | 0 | 0 | 0 | 0 | 0 | 0 | 0 | 0
NSW1 | Solar PV | 0 | 0 | 0 | 0 | 0 | 0 | 0 | 0 | 0 | 0 | 0 | 0 | 0 | 0 | 0 | 0 | 0 | 0 | 0 | 0 | 0 | 0 | 0 | 0 | 0 | 0
NSW1 | Grid Battery | 0 | 0 | 0 | 0 | 0 | 0 | 0 | 0 | 0 | 0 | 0 | 0 | 0 | 0 | 0 | 0 | 0 | 0 | 0 | 0 | 0 | 0 | 0 | 0 | 0 | 0
NSW1 | Pumped Hydro | 0 | 0 | 0 | 0 | 0 | 0 | 0 | 0 | 0 | 0 | 0 | 0 | 0 | 0 | 0 | 0 | 0 | 0 | 0 | 0 | 0 | 0 | 0 | 0 | 0 | 0
NSW1 | Coordinated CER storage | 0 | 0 | 0 | 0 | 0 | 0 | 0 | 0 | 0 | 0 | 0 | 0 | 0 | 0 | 0 | 0 | 0 | 0 | 0 | 0 | 0 | 0 | 0 | 0 | 0 | 0
Total excluding storage |  | 0 | 0 | 0 | 44126.6701 | 37650.094 | 54233.9882 | 0.056497 | 0.073251 | 8.5111e-06 | 0.00040099 | 0 | 16070.573 | 0.036994 | 0.0034014 | 6399.3139 | 2.0515e-06 | 0 | 0 | 0 | 0 | 0 | 0 | 0 | 0 | 0 | 0
Region | Technology | 2024-25 | 2025-26 | 2026-27 | 2027-28 | 2028-29 | 2029-30 | 2030-31 | 2031-32 | 2032-33 | 2033-34 | 2034-35 | 2035-36 | 2036-37 | 2037-38 | 2038-39 | 2039-40 | 2040-41 | 2041-42 | 2042-43 | 2043-44 | 2044-45 | 2045-46 | 2046-47 | 2047-48 | 2048-49 | 2049-50
QLD1 | Black Coal | 0 | 0 | 0 | 156389.1274 | 0.0022849 | 12676.0495 | 3359.0996 | 38006.238 | 0.23972 | 41930.8351 | 0.00049225 | 2.7925e-05 | 1.4807e-05 | 0 | 32059.6734 | 0.00011787 | 0.0097909 | 0.0013857 | 0.0001307 | 0.00012559 | 0.00028247 | 8.2558e-06 | 0.00022661 | 0.00010141 | 3.805e-05 | 0.00010792
QLD1 | Brown Coal | 0 | 0 | 0 | 0 | 0 | 0 | 0 | 0 | 0 | 0 | 0 | 0 | 0 | 0 | 0 | 0 | 0 | 0 | 0 | 0 | 0 | 0 | 0 | 0 | 0 | 0
QLD1 | CCGT | 0 | 0 | 0 | 0 | 0 | 0 | 0 | 0 | 0 | 0 | 0 | 0 | 0 | 0 | 0 | 0 | 0 | 0 | 0 | 0 | 0 | 0 | 0 | 0 | 0 | 0
QLD1 | Gas - Steam | 0 | 0 | 0 | 0 | 0 | 0 | 0 | 0 | 0 | 0 | 0 | 0 | 0 | 0 | 0 | 0 | 0 | 0 | 0 | 0 | 0 | 0 | 0 | 0 | 0 | 0
QLD1 | OCGT / Diesel | 0 | 0 | 0 | 0 | 0 | 0 | 0 | 0 | 0 | 0 | 0 | 0 | 0 | 0 | 0 | 0 | 0 | 0 | 0 | 0 | 0 | 0 | 0 | 0 | 0 | 0
QLD1 | Hydro | 0 | 0 | 0 | 0 | 0 | 0 | 0 | 0 | 0 | 0 | 0 | 0 | 0 | 0 | 0 | 0 | 0 | 0 | 0 | 0 | 0 | 0 | 0 | 0 | 0 | 0
QLD1 | Hydrogen Turbine | 0 | 0 | 0 | 0 | 0 | 0 | 0 | 0 | 0 | 0 | 0 | 0 | 0 | 0 | 0 | 0 | 0 | 0 | 0 | 0 | 0 | 0 | 0 | 0 | 0 | 0
QLD1 | Wind | 0 | 0 | 0 | 0 | 0 | 0 | 0 | 0 | 0 | 0 | 0 | 0 | 0 | 0 | 0 | 0 | 0 | 0 | 0 | 0 | 0 | 0 | 0 | 0 | 0 | 0
QLD1 | Solar PV | 0 | 0 | 0 | 0 | 0 | 0 | 0 | 0 | 0 | 0 | 0 | 0 | 0 | 0 | 0 | 0 | 0 | 0 | 0 | 0 | 0 | 0 | 0 | 0 | 0 | 0
QLD1 | Grid Battery | 0 | 0 | 0 | 0 | 0 | 0 | 0 | 0 | 0 | 0 | 0 | 0 | 0 | 0 | 0 | 0 | 0 | 0 | 0 | 0 | 0 | 0 | 0 | 0 | 0 | 0
QLD1 | Pumped Hydro | 0 | 0 | 0 | 0 | 0 | 0 | 0 | 0 | 0 | 0 | 0 | 0 | 0 | 0 | 0 | 0 | 0 | 0 | 0 | 0 | 0 | 0 | 0 | 0 | 0 | 0
QLD1 | Coordinated CER storage | 0 | 0 | 0 | 0 | 0 | 0 | 0 | 0 | 0 | 0 | 0 | 0 | 0 | 0 | 0 | 0 | 0 | 0 | 0 | 0 | 0 | 0 | 0 | 0 | 0 | 0
Total excluding storage |  | 0 | 0 | 0 | 156389.1274 | 0.0022849 | 12676.0495 | 3359.0996 | 38006.238 | 0.23972 | 41930.8351 | 0.00049225 | 2.7925e-05 | 1.4807e-05 | 0 | 32059.6734 | 0.00011787 | 0.0097909 | 0.0013857 | 0.0001307 | 0.00012559 | 0.00028247 | 8.2558e-06 | 0.00022661 | 0.00010141 | 3.805e-05 | 0.00010792
Region | Technology | 2024-25 | 2025-26 | 2026-27 | 2027-28 | 2028-29 | 2029-30 | 2030-31 | 2031-32 | 2032-33 | 2033-34 | 2034-35 | 2035-36 | 2036-37 | 2037-38 | 2038-39 | 2039-40 | 2040-41 | 2041-42 | 2042-43 | 2043-44 | 2044-45 | 2045-46 | 2046-47 | 2047-48 | 2048-49 | 2049-50
VIC1 | Black Coal | 0 | 0 | 0 | 0 | 0 | 0 | 0 | 0 | 0 | 0 | 0 | 0 | 0 | 0 | 0 | 0 | 0 | 0 | 0 | 0 | 0 | 0 | 0 | 0 | 0 | 0
VIC1 | Brown Coal | 0 | 0 | 0 | 76788.8784 | 0.00021747 | 13470.3367 | 16361.1221 | 0.0012322 | 0 | 5.0342e-05 | 0 | 0 | 0 | 0 | 0 | 0 | 0 | 0 | 0 | 0 | 0 | 0 | 0 | 0 | 0 | 0
VIC1 | CCGT | 0 | 0 | 0 | 0 | 0 | 0 | 0 | 0 | 0 | 0 | 0 | 0 | 0 | 0 | 0 | 0 | 0 | 0 | 0 | 0 | 0 | 0 | 0 | 0 | 0 | 0
VIC1 | Gas - Steam | 0 | 0 | 0 | 0 | 0 | 0 | 0 | 0 | 0 | 0 | 0 | 0 | 0 | 0 | 0 | 0 | 0 | 0 | 0 | 0 | 0 | 0 | 0 | 0 | 0 | 0
VIC1 | OCGT / Diesel | 0 | 0 | 0 | 0 | 0 | 0 | 0 | 0 | 0 | 0 | 0 | 0 | 0 | 0 | 0 | 0 | 0 | 0 | 0 | 0 | 0 | 0 | 0 | 0 | 0 | 0
VIC1 | Hydro | 0 | 0 | 0 | 0 | 0 | 0 | 0 | 0 | 0 | 0 | 0 | 0 | 0 | 0 | 0 | 0 | 0 | 0 | 0 | 0 | 0 | 0 | 0 | 0 | 0 | 0
VIC1 | Hydrogen Turbine | 0 | 0 | 0 | 0 | 0 | 0 | 0 | 0 | 0 | 0 | 0 | 0 | 0 | 0 | 0 | 0 | 0 | 0 | 0 | 0 | 0 | 0 | 0 | 0 | 0 | 0
VIC1 | Wind | 0 | 0 | 0 | 0 | 0 | 0 | 0 | 0 | 0 | 0 | 0 | 0 | 0 | 0 | 0 | 0 | 0 | 0 | 0 | 0 | 0 | 0 | 0 | 0 | 0 | 0
VIC1 | Solar PV | 0 | 0 | 0 | 0 | 0 | 0 | 0 | 0 | 0 | 0 | 0 | 0 | 0 | 0 | 0 | 0 | 0 | 0 | 0 | 0 | 0 | 0 | 0 | 0 | 0 | 0
VIC1 | Grid Battery | 0 | 0 | 0 | 0 | 0 | 0 | 0 | 0 | 0 | 0 | 0 | 0 | 0 | 0 | 0 | 0 | 0 | 0 | 0 | 0 | 0 | 0 | 0 | 0 | 0 | 0
VIC1 | Pumped Hydro | 0 | 0 | 0 | 0 | 0 | 0 | 0 | 0 | 0 | 0 | 0 | 0 | 0 | 0 | 0 | 0 | 0 | 0 | 0 | 0 | 0 | 0 | 0 | 0 | 0 | 0
VIC1 | Coordinated CER storage | 0 | 0 | 0 | 0 | 0 | 0 | 0 | 0 | 0 | 0 | 0 | 0 | 0 | 0 | 0 | 0 | 0 | 0 | 0 | 0 | 0 | 0 | 0 | 0 | 0 | 0
Total excluding storage |  | 0 | 0 | 0 | 76788.8784 | 0.00021747 | 13470.3367 | 16361.1221 | 0.0012322 | 0 | 5.0342e-05 | 0 | 0 | 0 | 0 | 0 | 0 | 0 | 0 | 0 | 0 | 0 | 0 | 0 | 0 | 0 | 0
Region | Technology | 2024-25 | 2025-26 | 2026-27 | 2027-28 | 2028-29 | 2029-30 | 2030-31 | 2031-32 | 2032-33 | 2033-34 | 2034-35 | 2035-36 | 2036-37 | 2037-38 | 2038-39 | 2039-40 | 2040-41 | 2041-42 | 2042-43 | 2043-44 | 2044-45 | 2045-46 | 2046-47 | 2047-48 | 2048-49 | 2049-50
SA1 | Black Coal | 0 | 0 | 0 | 0 | 0 | 0 | 0 | 0 | 0 | 0 | 0 | 0 | 0 | 0 | 0 | 0 | 0 | 0 | 0 | 0 | 0 | 0 | 0 | 0 | 0 | 0
SA1 | Brown Coal | 0 | 0 | 0 | 0 | 0 | 0 | 0 | 0 | 0 | 0 | 0 | 0 | 0 | 0 | 0 | 0 | 0 | 0 | 0 | 0 | 0 | 0 | 0 | 0 | 0 | 0
SA1 | CCGT | 0 | 0 | 0 | 0 | 0 | 0 | 0 | 0 | 0 | 0 | 0 | 0 | 0 | 0 | 0 | 0 | 0 | 0 | 0 | 0 | 0 | 0 | 0 | 0 | 0 | 0
SA1 | Gas - Steam | 0 | 0 | 0 | 0 | 0 | 0 | 0 | 0 | 0 | 0 | 0 | 0 | 0 | 0 | 0 | 0 | 0 | 0 | 0 | 0 | 0 | 0 | 0 | 0 | 0 | 0
SA1 | OCGT / Diesel | 0 | 0 | 0 | 0 | 0 | 0 | 0 | 0 | 0 | 0 | 0 | 0 | 0 | 0 | 0 | 0 | 0 | 0 | 0 | 0 | 0 | 0 | 0 | 0 | 0 | 0
SA1 | Hydro | 0 | 0 | 0 | 0 | 0 | 0 | 0 | 0 | 0 | 0 | 0 | 0 | 0 | 0 | 0 | 0 | 0 | 0 | 0 | 0 | 0 | 0 | 0 | 0 | 0 | 0
SA1 | Hydrogen Turbine | 0 | 0 | 0 | 0 | 0 | 0 | 0 | 0 | 0 | 0 | 0 | 0 | 0 | 0 | 0 | 0 | 0 | 0 | 0 | 0 | 0 | 0 | 0 | 0 | 0 | 0
SA1 | Wind | 0 | 0 | 0 | 0 | 0 | 0 | 0 | 0 | 0 | 0 | 0 | 0 | 0 | 0 | 0 | 0 | 0 | 0 | 0 | 0 | 0 | 0 | 0 | 0 | 0 | 0
SA1 | Solar PV | 0 | 0 | 0 | 0 | 0 | 0 | 0 | 0 | 0 | 0 | 0 | 0 | 0 | 0 | 0 | 0 | 0 | 0 | 0 | 0 | 0 | 0 | 0 | 0 | 0 | 0
SA1 | Grid Battery | 0 | 0 | 0 | 0 | 0 | 0 | 0 | 0 | 0 | 0 | 0 | 0 | 0 | 0 | 0 | 0 | 0 | 0 | 0 | 0 | 0 | 0 | 0 | 0 | 0 | 0
SA1 | Pumped Hydro | 0 | 0 | 0 | 0 | 0 | 0 | 0 | 0 | 0 | 0 | 0 | 0 | 0 | 0 | 0 | 0 | 0 | 0 | 0 | 0 | 0 | 0 | 0 | 0 | 0 | 0
SA1 | Coordinated CER storage | 0 | 0 | 0 | 0 | 0 | 0 | 0 | 0 | 0 | 0 | 0 | 0 | 0 | 0 | 0 | 0 | 0 | 0 | 0 | 0 | 0 | 0 | 0 | 0 | 0 | 0
Total excluding storage |  | 0 | 0 | 0 | 0 | 0 | 0 | 0 | 0 | 0 | 0 | 0 | 0 | 0 | 0 | 0 | 0 | 0 | 0 | 0 | 0 | 0 | 0 | 0 | 0 | 0 | 0
Region | Technology | 2024-25 | 2025-26 | 2026-27 | 2027-28 | 2028-29 | 2029-30 | 2030-31 | 2031-32 | 2032-33 | 2033-34 | 2034-35 | 2035-36 | 2036-37 | 2037-38 | 2038-39 | 2039-40 | 2040-41 | 2041-42 | 2042-43 | 2043-44 | 2044-45 | 2045-46 | 2046-47 | 2047-48 | 2048-49 | 2049-50
TAS1 | Black Coal | 0 | 0 | 0 | 0 | 0 | 0 | 0 | 0 | 0 | 0 | 0 | 0 | 0 | 0 | 0 | 0 | 0 | 0 | 0 | 0 | 0 | 0 | 0 | 0 | 0 | 0
TAS1 | Brown Coal | 0 | 0 | 0 | 0 | 0 | 0 | 0 | 0 | 0 | 0 | 0 | 0 | 0 | 0 | 0 | 0 | 0 | 0 | 0 | 0 | 0 | 0 | 0 | 0 | 0 | 0
TAS1 | CCGT | 0 | 0 | 0 | 0 | 0 | 0 | 0 | 0 | 0 | 0 | 0 | 0 | 0 | 0 | 0 | 0 | 0 | 0 | 0 | 0 | 0 | 0 | 0 | 0 | 0 | 0
TAS1 | Gas - Steam | 0 | 0 | 0 | 0 | 0 | 0 | 0 | 0 | 0 | 0 | 0 | 0 | 0 | 0 | 0 | 0 | 0 | 0 | 0 | 0 | 0 | 0 | 0 | 0 | 0 | 0
TAS1 | OCGT / Diesel | 0 | 0 | 0 | 0 | 0 | 0 | 0 | 0 | 0 | 0 | 0 | 0 | 0 | 0 | 0 | 0 | 0 | 0 | 0 | 0 | 0 | 0 | 0 | 0 | 0 | 0
TAS1 | Hydro | 0 | 0 | 0 | 0 | 0 | 0 | 0 | 0 | 0 | 0 | 0 | 0 | 0 | 0 | 0 | 0 | 0 | 0 | 0 | 0 | 0 | 0 | 0 | 0 | 0 | 0
TAS1 | Hydrogen Turbine | 0 | 0 | 0 | 0 | 0 | 0 | 0 | 0 | 0 | 0 | 0 | 0 | 0 | 0 | 0 | 0 | 0 | 0 | 0 | 0 | 0 | 0 | 0 | 0 | 0 | 0
TAS1 | Wind | 0 | 0 | 0 | 0 | 0 | 0 | 0 | 0 | 0 | 0 | 0 | 0 | 0 | 0 | 0 | 0 | 0 | 0 | 0 | 0 | 0 | 0 | 0 | 0 | 0 | 0
TAS1 | Solar PV | 0 | 0 | 0 | 0 | 0 | 0 | 0 | 0 | 0 | 0 | 0 | 0 | 0 | 0 | 0 | 0 | 0 | 0 | 0 | 0 | 0 | 0 | 0 | 0 | 0 | 0
TAS1 | Grid Battery | 0 | 0 | 0 | 0 | 0 | 0 | 0 | 0 | 0 | 0 | 0 | 0 | 0 | 0 | 0 | 0 | 0 | 0 | 0 | 0 | 0 | 0 | 0 | 0 | 0 | 0
TAS1 | Pumped Hydro | 0 | 0 | 0 | 0 | 0 | 0 | 0 | 0 | 0 | 0 | 0 | 0 | 0 | 0 | 0 | 0 | 0 | 0 | 0 | 0 | 0 | 0 | 0 | 0 | 0 | 0
TAS1 | Coordinated CER storage | 0 | 0 | 0 | 0 | 0 | 0 | 0 | 0 | 0 | 0 | 0 | 0 | 0 | 0 | 0 | 0 | 0 | 0 | 0 | 0 | 0 | 0 | 0 | 0 | 0 | 0
Total excluding storage |  | 0 | 0 | 0 | 0 | 0 | 0 | 0 | 0 | 0 | 0 | 0 | 0 | 0 | 0 | 0 | 0 | 0 | 0 | 0 | 0 | 0 | 0 | 0 | 0 | 0 | 0

## Marinus_S2_REZ Tx Cost
REZ transmission expansion cost by region ($000s) - Marinus_S2, Step Change scenario
REZ Expansion | Real June 2023 dollars discounted to 1 July 2023. As with the total capital costs, the REZ transmission expansion costs are annualised for modelling purposes.
Explicitly modelled generation
Region | Technology | 2024-25 | 2025-26 | 2026-27 | 2027-28 | 2028-29 | 2029-30 | 2030-31 | 2031-32 | 2032-33 | 2033-34 | 2034-35 | 2035-36 | 2036-37 | 2037-38 | 2038-39 | 2039-40 | 2040-41 | 2041-42 | 2042-43 | 2043-44 | 2044-45 | 2045-46 | 2046-47 | 2047-48 | 2048-49 | 2049-50
NSW1 | Transmission | 5507.4372 | 59859.5941 | 62763.472 | 69991.9143 | 77086.7476 | 72043.6896 | 67330.5511 | 63092.3002 | 59307.0446 | 55829.0908 | 52176.7204 | 48892.3567 | 46011.6013 | 43001.4966 | 40188.3149 | 37658.5844 | 35162.9451 | 33191.6442 | 31134.5007 | 29174.6799 | 27505.215 | 30917.3012 | 28894.6745 | 27581.4886 | 27606.7468 | 26250.2618
QLD1 | Transmission | 90.1291 | 109.3836 | 4596.5434 | 4310.4779 | 23023 | 34348.2367 | 46546.846 | 59971.7859 | 84010.6639 | 145729.8545 | 137349.4445 | 129212.6629 | 131115.5192 | 141688.4895 | 132454.3757 | 128142.6439 | 121458.1892 | 116798.8558 | 115846.7494 | 109140.2224 | 101788.4992 | 104400.3281 | 119551.8403 | 114316.4898 | 109361.6036 | 105800.2416
VIC1 | Transmission | 770.6692 | 17922.4809 | 16751.9336 | 29717.5074 | 27694.9214 | 35791.5075 | 33450.0071 | 31344.4322 | 29211.4686 | 27300.438 | 25514.428 | 23908.3734 | 22281.1591 | 20823.5132 | 19461.2274 | 18236.2032 | 16995.0394 | 19680.0558 | 23824.0981 | 23420.7044 | 21826.6812 | 20398.7677 | 19064.2691 | 17864.2323 | 16648.3852 | 15848.8506
SA1 | Transmission | 70.841 | 709.7443 | 16048.0064 | 15037.8347 | 40219.0252 | 43251.7948 | 41586.1666 | 39706.2126 | 38408.8075 | 36460.0213 | 34074.7864 | 33272.8907 | 31929.6409 | 30694.558 | 29356.7147 | 27684.8743 | 26078.3649 | 25145.3412 | 25102.3725 | 23522.2564 | 21921.3218 | 20711.452 | 28949.5057 | 27768.8684 | 26437.9569 | 24978.0571
TAS1 | Transmission | 2817.4077 | 2633.0916 | 2460.8333 | 5801.3488 | 9582.9217 | 8956.0016 | 21529.7814 | 20350.5343 | 20135.8118 | 18837.1353 | 17604.7994 | 16496.6316 | 15373.8637 | 14368.097 | 13428.1281 | 12582.8688 | 11726.4733 | 10959.321 | 10242.3561 | 9597.6314 | 8944.4125 | 8359.2641 | 7812.3965 | 7320.6303 | 6822.3851 | 6376.3491
NEM | Total | 9256.4842 | 81234.2944 | 102620.7887 | 124859.0831 | 177606.6159 | 194391.2303 | 210443.3521 | 214465.2653 | 231073.7964 | 284156.5399 | 266720.1788 | 251782.9152 | 246711.7842 | 250576.1544 | 234888.7608 | 224305.1746 | 211421.012 | 205775.2179 | 206150.0768 | 194855.4946 | 181986.1297 | 184787.1131 | 204272.6859 | 194851.7095 | 186877.0775 | 179253.7601

## Marinus_S2_USE+DSP Cost
USE+DSP cost by region ($000s) - Marinus_S2, Step Change scenario
USE+DSP | Real June 2023 dollars discounted to 1 July 2023.
Explicitly modelled generation
Region | Technology | 2024-25 | 2025-26 | 2026-27 | 2027-28 | 2028-29 | 2029-30 | 2030-31 | 2031-32 | 2032-33 | 2033-34 | 2034-35 | 2035-36 | 2036-37 | 2037-38 | 2038-39 | 2039-40 | 2040-41 | 2041-42 | 2042-43 | 2043-44 | 2044-45 | 2045-46 | 2046-47 | 2047-48 | 2048-49 | 2049-50
NSW1 | USE+DSP | 0.0168 | 204910.4946 | 180.1017 | 4501.1532 | 60578.8556 | 0.017032 | 0.016886 | 0.016871 | 866.2058 | 0.016906 | 0.01689 | 398.4199 | 866.7829 | 2062.31 | 0.016896 | 1198.7091 | 0.016888 | 919.7465 | 0.01697 | 1328.703 | 2075.7132 | 0.016983 | 0.017008 | 0.017055 | 1064.3908 | 0.017031
QLD1 | USE+DSP | 0.026809 | 0.029146 | 23.9613 | 106.6759 | 77175.8024 | 4804.4972 | 1355.5561 | 1.9889 | 3757.598 | 880.214 | 13589.8221 | 2559.4425 | 2027.8617 | 10048.4816 | 168.3958 | 5332.0125 | 1112.8326 | 3400.9841 | 1773.6793 | 3511.3239 | 9059.5648 | 8919.5911 | 9829.1379 | 7825.0261 | 9728.3875 | 7326.7304
VIC1 | USE+DSP | 0.012676 | 0.012765 | 0.012922 | 19167.7487 | 61248.5359 | 0.012896 | 0.0128 | 0.012758 | 6321.5131 | 0.012808 | 0.012802 | 1462.8138 | 456.7162 | 839.3365 | 0.012737 | 0.012791 | 0.012732 | 2713.0014 | 0.012822 | 1301.8334 | 1999.6991 | 0.012754 | 0.012865 | 0.012882 | 0.01292 | 0.012892
SA1 | USE+DSP | 0.024396 | 0.026426 | 908.4195 | 702.1561 | 2340.6724 | 116.6038 | 0.026781 | 0.027231 | 990.588 | 178.1365 | 3317.743 | 2219.3361 | 1250.8512 | 2590.6851 | 688.9906 | 2870.0265 | 3759.5594 | 6051.1722 | 3522.8323 | 8543.69 | 10366.5699 | 11562.1344 | 10509.4957 | 10731.0624 | 10784.9458 | 9536.9915
TAS1 | USE+DSP | 0.015201 | 0.015129 | 0.014891 | 0.01479 | 0.014933 | 0.01558 | 0.015304 | 0.014902 | 45.593 | 0.016209 | 16.0861 | 506.3851 | 46.8864 | 91.5515 | 3.8695 | 94.4856 | 44.9278 | 864.6515 | 56.973 | 471.8677 | 663.3919 | 124.757 | 373.5418 | 164.1466 | 467.2172 | 456.7185
NEM | Total | 0.095882 | 204910.5781 | 1112.5103 | 24477.7487 | 201343.8813 | 4921.1465 | 1355.6278 | 2.0606 | 11981.4978 | 1058.3964 | 16923.6808 | 7146.3975 | 4649.0985 | 15632.3648 | 861.2855 | 9495.2464 | 4917.3494 | 13949.5556 | 5353.5144 | 15157.418 | 24164.9389 | 20606.5122 | 20712.2053 | 18720.265 | 22044.9542 | 17320.4702

## Marinus_S2_SyncCon Cost
SyncCon cost by region ($000s) - Marinus_S2, Step Change scenario
SyncCon | Real June 2023 dollars discounted to 1 July 2023. SyncCon is only explicitly modelled in Tasmania, mainland NEM regions have SyncCon costs built into new entrant costs.
Explicitly modelled generation
Region | Technology | 2024-25 | 2025-26 | 2026-27 | 2027-28 | 2028-29 | 2029-30 | 2030-31 | 2031-32 | 2032-33 | 2033-34 | 2034-35 | 2035-36 | 2036-37 | 2037-38 | 2038-39 | 2039-40 | 2040-41 | 2041-42 | 2042-43 | 2043-44 | 2044-45 | 2045-46 | 2046-47 | 2047-48 | 2048-49 | 2049-50
NSW1 | SyncCon | 0 | 0 | 0 | 0 | 0 | 0 | 0 | 0 | 0 | 0 | 0 | 0 | 0 | 0 | 0 | 0 | 0 | 0 | 0 | 0 | 0 | 0 | 0 | 0 | 0 | 0
QLD1 | SyncCon | 0 | 0 | 0 | 0 | 0 | 0 | 0 | 0 | 0 | 0 | 0 | 0 | 0 | 0 | 0 | 0 | 0 | 0 | 0 | 0 | 0 | 0 | 0 | 0 | 0 | 0
VIC1 | SyncCon | 0 | 0 | 0 | 0 | 0 | 0 | 0 | 0 | 0 | 0 | 0 | 0 | 0 | 0 | 0 | 0 | 0 | 0 | 0 | 0 | 0 | 0 | 0 | 0 | 0 | 0
SA1 | SyncCon | 0 | 0 | 0 | 0 | 0 | 0 | 0 | 0 | 0 | 0 | 0 | 0 | 0 | 0 | 0 | 0 | 0 | 0 | 0 | 0 | 0 | 0 | 0 | 0 | 0 | 0
TAS1 | SyncCon | 0 | 0 | 0 | 0 | 0 | 1212.6944 | 2601.6397 | 2369.9487 | 1963.2438 | 1081.8351 | 893.0053 | 806.262 | 820.6469 | 711.6 | 649.2361 | 554.2156 | 532.8715 | 515.4556 | 470.6326 | 352.0335 | 397.1738 | 375.1751 | 355.0182 | 292.587 | 244.9287 | 204.6816
NEM | Total | 0 | 0 | 0 | 0 | 0 | 1212.6944 | 2601.6397 | 2369.9487 | 1963.2438 | 1081.8351 | 893.0053 | 806.262 | 820.6469 | 711.6 | 649.2361 | 554.2156 | 532.8715 | 515.4556 | 470.6326 | 352.0335 | 397.1738 | 375.1751 | 355.0182 | 292.587 | 244.9287 | 204.6816