## Cover
Marinus Link market modelling outcomes
Progressive Change scenario
Marinus Link Pty Ltd
2025-09-04
Notes: All dollars are June 2024 (real)

## Release notice
Notice
The terms and conditions of this notice is applicable to Third Party Recipients (i.e. any party that is not EY’s Client who engaged EY to undertake the work). "Ernst & Young (“EY”) was engaged on the instructions of Marinus Link Pty Ltd (“Client”) to undertake market modelling of system costs and benefits to forecast the gross market benefit of the proposed Marinus Link interconnector (the “Project""), in accordance with the service order (the “Engagement Agreement”) dated 12 May 2025. The results of EY’s work, including the assumptions and qualifications made in preparing the workbook (“Workbook”), are set out in EY’s report dated 10 July 2025 ("Report"). The Workbook and Report should be read in conjunction with each other (in particular this Workbook must always be read in conjunction with the Report) and in their entirety including this release notice, the applicable scope of the work and any limitations. A reference to the Report includes any part of the Report. EY has prepared the Workbook for the benefit of the Client and has considered only the interest of the Client. EY has not been engaged to act, and has not acted, as advisor to any other party. Accordingly, EY makes no representations as to the appropriateness, accuracy or completeness of the Workbook for any other party's purposes. Our work commenced on 5 May 2025 and was completed on 24 June 2025. No further work has been undertaken by EY since the date of the Workbook to update it. Therefore, our Workbook does not take account of events or circumstances arising after 24 June 2025 and we have no responsibility to update the Workbook for such events or circumstances arising after that date. No reliance may be placed upon the Workbook or any of its contents by any party other than the Client (“Third Party Recipients” or “you”). Any Third Parties Recipients receiving a copy of the Workbook must make and rely on their own enquiries in relation to the issues to which the Workbook relates, the contents of the Workbook and all matters arising from or relating to or in any way connected with the Workbook or its contents. EY disclaims all responsibility to any Third Party Recipients for any loss or liability that the Third Party Recipients may suffer or incur arising from or relating to or in any way connected with the contents of the Workbook, the provision of the Workbook to the Third Party Recipients or the reliance upon the Workbook by the Third Party Recipients. No claim or demand or any actions or proceedings may be brought against EY arising from or connected with the contents of the Workbook or the provision of the Workbook to the Third Party Recipients. EY will be released and forever discharged from any such claims, demands, actions or proceedings. In preparing this Workbook EY has considered and relied upon information provided to us by the Client and other stakeholders engaged in the process and other public and private sources believed to be reliable and accurate. EY has not been informed that any such information supplied to EY, or obtained from public and private sources, was false or that any material information has been withheld from EY. EY does not imply, and it should not be construed that EY has performed an audit, verification or due diligence procedures on any of the information provided to us. EY has not independently verified, nor accept any responsibility or liability for independently verifying, any such information nor does EY make any representation as to the accuracy or completeness of the information. Neither EY nor any member or employee thereof undertakes responsibility in any way whatsoever or liability for any loss or damage to any person in respect of errors in this Workbook arising from incorrect information provided to EY. Modelling work performed as part of our scope inherently requires assumptions about future behaviours and market interactions, which may result in forecasts that deviate from future conditions. There will usually be differences between estimated and actual outcomes, because events and circumstances frequently do not occur as expected, and those differences may be material. EY takes no responsibility that the projected outcomes will be achieved. EY highlights that the analysis included in this Workbook does not constitute investment advice or a recommendation to you on a future course of action. EY provides no assurance that the scenarios that have been modelled will be accepted by any relevant authority or third party. The analysis and Report do not constitute a recommendation on a future course of action. Readers are advised that the outcomes provided are based on many detailed assumptions underpinning the scenarios, and the key assumptions are described in the Workbook. These assumptions were selected by the Client. The modelled scenarios represent six possible future options for the development and operation of the National Electricity Market, and it must be acknowledged that many alternative futures exist. Alternative futures beyond those presented have not been evaluated as part of this Report. EY has consented to the Workbook being published electronically on the Client’s websites for informational purposes only. EY has not consented to distribution or disclosure beyond this. The material contained in the Report, including the EY logo, is copyright. The Workbook, including the EY logo, cannot be altered without prior written permission from EY. EY’s liability is limited by a scheme approved under Professional Standards Legislation."

## Version notes
Change log
2025-07-25 | 1 | Marinus Link market modelling outcomes - Progressive Change scenario
2025-09-04 | 1.1 | Fixed results presentation issues - offsetting of VPP numbers and TAS hydro capacity showing uplift after Marinus Link

## Abbreviations and notes
Acronyms
AEMO | Australian Energy Market Operator
CCGT | Closed cycle gas turbine
Diesel | Diesel generator
Distributed PV | PV non-scheduled generators and Rooftop PV
DSP | Demand-side participation
FOM | Fixed operations and maintenance
Gas - Steam | Gas-powered steam turbine
GWh | Gigawatt-hours
Grid Battery | Explicitly modelled existing and new entrant (8 hour or less) battery storage
MW | Megawatts
NEM | National Electricity Market
OCGT | Open cycle gas turbine
PHES | Pumped hydro energy storage
PV | Photovoltaic
REZ | Renewable energy zone
USE | Unserved energy
VOM | Variable operations and maintenance
VPP | Virtual power plants, including Electric Vehicle Vehicle to Grid (EVV2G)
Notes
1. BaseCase is the without Marinus Link Stage 1 and Marinus Link Stage 2 counterfactual.
2. ML1 is the case with commissioning of Marinus Link Stage 1 only, on 1 January 2030.
3. ML2 is the case with commissioning of Marinus Link Stage 1 on 1 January 2030 and Marinus Link Stage 2 on 1 July 2034.
4. Non-scheduled generation including Distributed PV is considered as a component of demand.
5. Entry of new generation and storage capacity, built of new REZ transmission and retirement of generator capacity where allowed to occur optionally as part of the least-cost solution occurs at the beginning of each financial year, on 1 July.
6. Build costs do not include capital costs of existing, committed and anticipated generators and transmission projects (including interconnector and REZ transmission projects) since there will be no difference in these costs between the Base Case and option case.
7. Tumut 3 generation is included in Hydro, whereas Tumut 3 pump is included in PHES Pump.

## ---Compare options---
Compare |  | ML2 | to | BaseCase |  | 0 | 1 | 2 | 3 | 4 | 5 | 6 | 7 | 8 | 9 | 10 | 11 | 12 | 13 | 14 | 15 | 16 | 17 | 18 | 19 | 20 | 21 | 22 | 23 | 24
NEM discounted market benefits by year
Select region | NEM
[5 empty] | Real June 2024 dollars ($m) discounted to 1 July 2025 | 2026-27 | 2027-28 | 2028-29 | 2029-30 | 2030-31 | 2031-32 | 2032-33 | 2033-34 | 2034-35 | 2035-36 | 2036-37 | 2037-38 | 2038-39 | 2039-40 | 2040-41 | 2041-42 | 2042-43 | 2043-44 | 2044-45 | 2045-46 | 2046-47 | 2047-48 | 2048-49 | 2049-50 | 2050-51
|  |  |  | Build | Capex | 0.11263 | -4.63 | 20.1167 | 385.399 | 360.186 | 337.5134 | 314.5421 | 174.9617 | 114.5294 | 107.3202 | 119.2829 | 110.1012 | 101.6141 | 94.019 | 87.62 | 131.3422 | 101.8373 | 126.5301 | 123.4295 | 143.8024 | 129.5214 | 142.755 | 129.8934 | 93.8132 | 99.9561
|  |  |  | FOM | FOM | 0.0036184 | -0.50209 | 3.3113 | 100.4302 | 93.86 | 87.9518 | 81.9657 | 46.5034 | 32.1056 | 29.1466 | 34.627 | 32.1326 | 29.8165 | 27.7391 | 24.139 | 29.0436 | 21.7635 | 19.6872 | 18.0461 | 20.8302 | 19.9005 | 12.1421 | 11.7948 | 10.4969 | 10.4862
|  |  |  | Fuel | Fuel | -0.16585 | 4.5583 | -17.7272 | -68.4138 | 81.6706 | 75.6812 | 79.7544 | 90.0117 | 94.6165 | 53.9732 | 69.8195 | 97.4887 | 110.2505 | 98.7436 | 96.5426 | 66.9642 | 99.5374 | 109.8618 | 78.1103 | 69.8374 | 70.8988 | 112.4231 | 83.4479 | 101.4661 | 96.1931
|  |  |  | VOM | VOM | -0.012388 | 0.45269 | -2.1957 | -11.4703 | -10.7557 | -5.3838 | -4.7958 | -1.8782 | 1.6075 | -0.77055 | 0.24741 | 1.4664 | 2.1541 | 0.83698 | 2.0338 | -1.8147 | -1.1243 | -0.23081 | 0.38771 | -1.737 | -1.1425 | -1.4788 | -2.1725 | 0.14657 | -0.029089
|  |  |  | Rehab | Rehab | 0 | 7.5867e-08 | 0.023811 | -23.1604 | 0 | 1.3844e-08 | 0 | 0 | -1.0483e-05 | 0 | 0 | 0 | 0 | 0 | 0 | 0 | 0 | 0 | 0 | 0 | 0 | 0 | 0 | 0 | 0
|  |  |  | REZ Tx | REZ Expansion | 0.0037741 | 0.25109 | -0.35258 | -1.5019 | -1.5518 | -1.4934 | -1.3985 | -1.307 | -1.2215 | -1.1446 | -1.1966 | -1.1668 | -1.1847 | -1.153 | -1.4276 | -3.4675 | -7.1955 | -6.7896 | -6.3274 | -6.1518 | -5.9506 | -5.9816 | -5.5769 | -5.375 | -4.8405
|  |  |  | USE+DSP | USE / DSP | -5.7388e-06 | 0.090933 | 7.6428e-06 | -4.9993 | 8.95e-06 | 9.0063e-06 | 78.4693 | -1.2867 | -0.091801 | -0.0051004 | -0.052332 | -3.826 | -0.054029 | 3.3101 | -0.00239 | 20.746 | -2.1096 | -1.7449 | -10.4911 | -0.30329 | -4.6947 | -0.018414 | 0.089375 | -0.19054 | -0.10611
|  |  |  | SyncCon | SyncCon | 0 | 0 | 0 | -0.29109 | -0.7016 | -0.8363 | -0.84441 | -0.91162 | -0.88955 | -0.75006 | -0.92558 | -0.85734 | -0.7972 | -0.65182 | -0.55516 | -0.3876 | -0.19664 | -0.087767 | -0.071284 | -0.18031 | -0.19623 | -0.15876 | -0.078568 | -0.11013 | -0.048152
|  |  |  | #REF! | Total annual market benefits | -0.058223 | 0.2209 | 3.1764 | 375.9923 | 522.7074 | 493.4328 | 547.6928 | 306.0933 | 240.6561 | 187.7696 | 221.8024 | 235.3388 | 241.7992 | 222.8439 | 208.3503 | 242.4262 | 212.5122 | 247.2261 | 203.0838 | 226.0976 | 208.3366 | 259.6825 | 217.3974 | 200.247 | 201.6115
NEM discounted market benefits by year (cumulative)
[5 empty] | Real June 2024 dollars ($m) discounted to 1 July 2025 | 2026-27 | 2027-28 | 2028-29 | 2029-30 | 2030-31 | 2031-32 | 2032-33 | 2033-34 | 2034-35 | 2035-36 | 2036-37 | 2037-38 | 2038-39 | 2039-40 | 2040-41 | 2041-42 | 2042-43 | 2043-44 | 2044-45 | 2045-46 | 2046-47 | 2047-48 | 2048-49 | 2049-50 | 2050-51
|  |  |  | Build | Capex | 0.11263 | -4.5174 | 15.5993 | 400.9983 | 761.1843 | 1098.6977 | 1413.2398 | 1588.2015 | 1702.7309 | 1810.0511 | 1929.334 | 2039.4352 | 2141.0493 | 2235.0682 | 2322.6882 | 2454.0305 | 2555.8678 | 2682.3979 | 2805.8274 | 2949.6298 | 3079.1512 | 3221.9062 | 3351.7995 | 3445.6127 | 3545.5688
|  |  |  | FOM | FOM | 0.0036184 | -0.49847 | 2.8128 | 103.243 | 197.1029 | 285.0547 | 367.0204 | 413.5239 | 445.6294 | 474.776 | 509.403 | 541.5357 | 571.3521 | 599.0912 | 623.2303 | 652.2739 | 674.0374 | 693.7247 | 711.7708 | 732.601 | 752.5015 | 764.6436 | 776.4383 | 786.9352 | 797.4213
|  |  |  | Fuel | Fuel | -0.16585 | 4.3925 | -13.3347 | -81.7485 | -0.07798 | 75.6032 | 155.3576 | 245.3693 | 339.9858 | 393.959 | 463.7785 | 561.2672 | 671.5177 | 770.2613 | 866.8039 | 933.7681 | 1033.3055 | 1143.1673 | 1221.2776 | 1291.115 | 1362.0138 | 1474.4369 | 1557.8848 | 1659.3509 | 1755.544
|  |  |  | VOM | VOM | -0.012388 | 0.4403 | -1.7554 | -13.2257 | -23.9814 | -29.3653 | -34.161 | -36.0392 | -34.4317 | -35.2023 | -34.9549 | -33.4884 | -31.3343 | -30.4973 | -28.4636 | -30.2783 | -31.4025 | -31.6333 | -31.2456 | -32.9826 | -34.1251 | -35.6039 | -37.7764 | -37.6298 | -37.6589
|  |  |  | Rehab | Rehab | 0 | 7.5867e-08 | 0.023811 | -23.1366 | -23.1366 | -23.1366 | -23.1366 | -23.1366 | -23.1366 | -23.1366 | -23.1366 | -23.1366 | -23.1366 | -23.1366 | -23.1366 | -23.1366 | -23.1366 | -23.1366 | -23.1366 | -23.1366 | -23.1366 | -23.1366 | -23.1366 | -23.1366 | -23.1366
|  |  |  | REZ Tx | REZ Expansion | 0.0037741 | 0.25487 | -0.097716 | -1.5996 | -3.1514 | -4.6449 | -6.0434 | -7.3504 | -8.5718 | -9.7164 | -10.913 | -12.0799 | -13.2646 | -14.4176 | -15.8452 | -19.3127 | -26.5083 | -33.2978 | -39.6252 | -45.777 | -51.7276 | -57.7092 | -63.2861 | -68.6612 | -73.5016
|  |  |  | USE+DSP | USE / DSP | -5.7388e-06 | 0.090927 | 0.090935 | -4.9083 | -4.9083 | -4.9083 | 73.5609 | 72.2742 | 72.1824 | 72.1773 | 72.125 | 68.299 | 68.245 | 71.555 | 71.5527 | 92.2987 | 90.189 | 88.4441 | 77.953 | 77.6497 | 72.955 | 72.9365 | 73.0259 | 72.8354 | 72.7293
|  |  |  | SyncCon | SyncCon | 0 | 0 | 0 | -0.29109 | -0.99269 | -1.829 | -2.6734 | -3.585 | -4.4746 | -5.2246 | -6.1502 | -7.0076 | -7.8048 | -8.4566 | -9.0117 | -9.3993 | -9.596 | -9.6837 | -9.755 | -9.9353 | -10.1316 | -10.2903 | -10.3689 | -10.479 | -10.5272
|  |  |  | #REF! | Total cumulative market benefits | -0.058223 | 0.16268 | 3.339 | 379.3313 | 902.0387 | 1395.4715 | 1943.1644 | 2249.2577 | 2489.9138 | 2677.6834 | 2899.4858 | 3134.8246 | 3376.6238 | 3599.4677 | 3807.818 | 4050.2442 | 4262.7564 | 4509.9825 | 4713.0663 | 4939.1639 | 5147.5005 | 5407.183 | 5624.5805 | 5824.8275 | 6026.439
NEM discounted emissions benefits by year
[5 empty] | Real June 2024 dollars ($m) discounted to 1 July 2025 | 2026-27 | 2027-28 | 2028-29 | 2029-30 | 2030-31 | 2031-32 | 2032-33 | 2033-34 | 2034-35 | 2035-36 | 2036-37 | 2037-38 | 2038-39 | 2039-40 | 2040-41 | 2041-42 | 2042-43 | 2043-44 | 2044-45 | 2045-46 | 2046-47 | 2047-48 | 2048-49 | 2049-50 | 2050-51
|  |  |  | Emissions | Emissions | 1.5612 | 1.4712 | 7.1154 | 46.0488 | 96.6589 | 115.7291 | 140.6821 | 198.6779 | 232.7614 | 229.112 | 235.1299 | 252.9295 | 239.6731 | 207.7016 | 193.7001 | 194.5941 | 211.4019 | 217.2374 | 192.057 | 179.8384 | 172.9174 | 134.645 | 107.5438 | 111.4838 | 114.4227
#REF!
NEM discounted emissions benefits by year (cumulative)
[5 empty] | Real June 2024 dollars ($m) discounted to 1 July 2025 | 2026-27 | 2027-28 | 2028-29 | 2029-30 | 2030-31 | 2031-32 | 2032-33 | 2033-34 | 2034-35 | 2035-36 | 2036-37 | 2037-38 | 2038-39 | 2039-40 | 2040-41 | 2041-42 | 2042-43 | 2043-44 | 2044-45 | 2045-46 | 2046-47 | 2047-48 | 2048-49 | 2049-50 | 2050-51
|  |  |  | Emissions | Emissions | 1.5612 | 3.0325 | 10.1479 | 56.1967 | 152.8555 | 268.5847 | 409.2668 | 607.9447 | 840.7061 | 1069.8181 | 1304.948 | 1557.8775 | 1797.5506 | 2005.2522 | 2198.9523 | 2393.5464 | 2604.9483 | 2822.1857 | 3014.2427 | 3194.0812 | 3366.9985 | 3501.6435 | 3609.1873 | 3720.6711 | 3835.0938
#REF!
NEM capacity difference by year
Select region | NEM
[5 empty] | Capacity difference (GW) | 2026-27 | 2027-28 | 2028-29 | 2029-30 | 2030-31 | 2031-32 | 2032-33 | 2033-34 | 2034-35 | 2035-36 | 2036-37 | 2037-38 | 2038-39 | 2039-40 | 2040-41 | 2041-42 | 2042-43 | 2043-44 | 2044-45 | 2045-46 | 2046-47 | 2047-48 | 2048-49 | 2049-50 | 2050-51
[5 empty] | Black Coal | 0 | 0 | 4.803e-06 | 0.12874 | 0.12874 | 0.12874 | 0.12874 | -0.0418 | -0.0418 | -0.0418 | -0.0418 | -0.0418 | -0.0418 | -0.0418 | 0.033751 | 0.033751 | 0.033751 | 0.033751 | 0.090462 | 0.090462 | 0 | 0 | 0 | 0 | 0
[5 empty] | Brown Coal | 0 | 0 | 0 | -0.26227 | -0.26227 | -0.26227 | -0.26227 | -0.26227 | -0.26227 | -0.25067 | -0.25067 | -0.25067 | -0.25067 | -0.25067 | -0.25067 | -0.25067 | -0.25067 | -0.25067 | -0.25067 | -0.25067 | -0.25067 | 0 | 0 | 0 | 0
[5 empty] | CCGT | 0 | 0 | 0 | 0 | 0 | 0 | 0 | 0 | 0 | 0 | 0 | 0 | 0 | 0 | 0 | -1.3612e-07 | -1.3613e-07 | -1.4003e-07 | -1.4003e-07 | -1.4003e-07 | -0.024509 | -0.024509 | -0.024509 | -0.024509 | -0.024509
[5 empty] | Gas - Steam | 0 | 0 | 0 | 0 | 0 | 0 | 0 | 0 | 0 | 0 | 0 | 0 | 0 | 0 | 0 | 0 | 0 | 0 | 0 | 0 | 0 | 0 | 0 | 0 | 0
[5 empty] | OCGT / Diesel | 0 | 0 | 0 | 0 | 0 | 0 | 0 | 0 | 0 | 0 | 0 | 0 | 0 | 0 | 0 | -3.8744e-07 | -3.8747e-07 | -1.0054 | -0.9752 | -0.9752 | -0.97521 | -0.97521 | -1.0814 | -1.0814 | -1.1204
[5 empty] | Hydro | 0 | 0 | 0 | 0 | 0.3399 | 0.3399 | 0.3399 | 0.3399 | 0.3399 | 0.3399 | 0.3399 | 0.3399 | 0.3399 | 0.3399 | 0.3399 | 0.3399 | 0.3399 | 0.3399 | 0.3399 | 0.3399 | 0.3399 | 0.3399 | 0.3399 | 0.3399 | 0.3399
[5 empty] | Hydrogen Turbine | 0 | 0 | 0 | 0 | 0 | 0 | 0 | 0 | 0 | 0 | 0 | 0 | 0 | 0 | 0 | 0 | 0 | 0 | 0 | 0 | 0 | 0 | 0 | 0 | 0
[5 empty] | Wind | 7e-08 | 0.048489 | 0.046428 | -0.52578 | -0.52578 | -0.52578 | -0.52578 | -0.18217 | -0.082656 | -0.082656 | -0.17647 | -0.17076 | -0.16506 | -0.15936 | -0.15936 | -0.23896 | -0.19035 | -0.44545 | -0.64932 | -1.1507 | -1.1336 | -1.4774 | -1.4774 | -1.4637 | -1.6729
[5 empty] | Solar PV | -0.001719 | -0.074693 | -0.074693 | -1.1116 | -1.1116 | -1.1116 | -1.1116 | -0.66554 | -0.36075 | -0.36075 | -0.36075 | -0.36075 | -0.36075 | -0.36075 | -0.36075 | -0.36075 | -0.36075 | -0.70553 | -0.44884 | -0.44884 | -0.45899 | -0.77143 | -0.41057 | -0.35288 | -0.48829
[5 empty] | Grid Battery | 4.7903e-08 | 9.0679e-10 | 1.7821e-08 | -0.36441 | -0.36441 | -0.36441 | -0.36441 | -0.36441 | -0.16904 | -0.16904 | -0.16904 | -0.16904 | -0.16904 | -0.16904 | -0.16904 | -0.91214 | -0.74921 | -0.21877 | -0.21877 | -0.21877 | -0.098782 | -0.098783 | -0.26833 | 0.096076 | -0.026714
[5 empty] | PHES | 0 | 0 | 0 | 0 | 0 | 0 | 0 | 0 | 0 | 0 | 0 | 0 | 0 | 0 | 0 | 0.11982 | 0.24588 | 0.37006 | 0.37006 | 0.37006 | 0.37006 | 0.39538 | 0.39538 | 0.41 | 0.52987
[5 empty] | VPP | 0 | 0 | 0 | 0 | 0 | 0 | 0 | 0 | 0 | 0 | 0 | 0 | 0 | 0 | 0 | 0 | 0 | 0 | 0 | 0 | 0 | 0 | 0 | 0 | 0
[5 empty] | Grid Battery Pump | 4.7903e-08 | 9.0679e-10 | 1.7821e-08 | -0.36441 | -0.36441 | -0.36441 | -0.36441 | -0.36441 | -0.16904 | -0.16904 | -0.16904 | -0.16904 | -0.16904 | -0.16904 | -0.16904 | -0.91214 | -0.74921 | -0.21877 | -0.21877 | -0.21877 | -0.098782 | -0.098783 | -0.26833 | 0.096076 | -0.026714
[5 empty] | PHES Pump | 0 | 0 | 0 | 0 | 0 | 0 | 0 | 0 | 0 | 0 | 0 | 0 | 0 | 0 | 0 | 0.11982 | 0.24588 | 0.37006 | 0.37006 | 0.37006 | 0.37006 | 0.39538 | 0.39538 | 0.41 | 0.52987
[5 empty] | VPP Pump | 0 | 0 | 0 | 0 | 0 | 0 | 0 | 0 | 0 | 0 | 0 | 0 | 0 | 0 | 0 | 0 | 0 | 0 | 0 | 0 | 0 | 0 | 0 | 0 | 0
NEM generation difference by year
Select region | NEM
[5 empty] | Sent-out generation difference (TWh)* | 2026-27 | 2027-28 | 2028-29 | 2029-30 | 2030-31 | 2031-32 | 2032-33 | 2033-34 | 2034-35 | 2035-36 | 2036-37 | 2037-38 | 2038-39 | 2039-40 | 2040-41 | 2041-42 | 2042-43 | 2043-44 | 2044-45 | 2045-46 | 2046-47 | 2047-48 | 2048-49 | 2049-50 | 2050-51
[5 empty] | Black Coal | 0.0036293 | -0.086083 | 0.02421 | 0.8199 | 0.66935 | 0.77335 | 0.87615 | -0.29706 | -0.73415 | -0.90312 | -0.72885 | -0.83074 | -0.34794 | -0.31157 | 0.1149 | 0.27671 | 0.26883 | 0.089701 | 0.48399 | 0.46415 | 0.073033 | -0.014185 | -0.030937 | -0.047724 | -0.00247
[5 empty] | Brown Coal | 0.0001508 | -0.005801 | -0.007302 | -1.2556 | -1.396 | -1.428 | -1.4529 | -1.6202 | -1.5824 | -1.4057 | -1.4462 | -1.5193 | -1.5368 | -0.92953 | -1.3939 | -1.4664 | -1.4946 | -1.5381 | -1.5073 | -1.3773 | -1.4539 | 0 | 0 | 0 | 0
[5 empty] | CCGT | -6.1222e-06 | -0.0038637 | 0.14298 | 0.19916 | -0.15832 | -0.25605 | -0.10925 | -0.12545 | -0.61084 | -0.29783 | -0.57235 | -0.57476 | -0.81083 | -0.39597 | -0.25378 | -0.1734 | -0.25587 | -0.13051 | -0.14388 | -0.064309 | -0.18984 | -0.17898 | -0.17778 | -0.19001 | -0.17004
[5 empty] | Gas - Steam | 3.81e-07 | -0.00012538 | 0.0023269 | 0.01228 | -0.34517 | -0.11263 | -0.23604 | -0.34376 | -0.11264 | -0.020807 | -0.059554 | -0.088251 | -0.12305 | 0 | 0 | 0 | 0 | 0 | 0 | 0 | 0 | 0 | 0 | 0 | 0
[5 empty] | OCGT / Diesel | -3.5986e-06 | -0.0014895 | 0.03813 | 0.27796 | -0.38016 | -0.56443 | -0.61505 | -0.33583 | -0.35131 | -0.1383 | -0.24614 | -0.66455 | -0.98147 | -1.2442 | -1.4492 | -1.0801 | -1.7168 | -2.0196 | -1.5717 | -1.5172 | -1.4791 | -2.6883 | -2.1191 | -2.7133 | -2.7439
[5 empty] | Hydro | -7.2186e-05 | -0.0026965 | 0.048698 | 1.3939 | 3.0001 | 2.3925 | 2.4692 | 2.1902 | 2.52 | 2.0267 | 2.0781 | 2.7932 | 2.6031 | 2.3374 | 2.0492 | 2.4507 | 2.8646 | 2.8664 | 2.2454 | 2.6772 | 3.1406 | 3.5503 | 3.0268 | 2.8266 | 3.0128
[5 empty] | Hydrogen Turbine | 0 | 0 | 0 | 0 | 0 | 0 | 0 | 0 | 0 | 0 | 0 | 0 | 0 | 0 | 0 | 0 | 0 | 0 | 0 | 0 | 0 | 0 | 0 | 0 | 0
[5 empty] | Wind | 0.021234 | 0.14839 | 0.092466 | 0.1652 | 0.39883 | 0.93461 | 0.91326 | 1.6906 | 1.7731 | 1.6333 | 2.0289 | 1.8393 | 2.2871 | 1.8348 | 1.9479 | 1.9139 | 2.3666 | 2.5818 | 1.9069 | 1.1073 | 0.94016 | 0.73785 | 0.17427 | 0.82538 | 0.78387
[5 empty] | Solar PV | -0.025117 | -0.051167 | -0.36672 | -1.7611 | -1.9259 | -1.8197 | -2.0157 | -1.2343 | -1.0682 | -0.96973 | -1.0722 | -0.97403 | -1.0396 | -1.1203 | -0.9953 | -1.9787 | -1.484 | -1.4167 | -0.91986 | -0.71295 | -0.43708 | -0.86217 | -0.32262 | -0.11595 | -0.40379
[5 empty] | Grid Battery | 8.0688e-05 | 0.00057075 | -0.36396 | -1.0467 | -1.1571 | -0.96557 | -1.1147 | -1.1617 | -1.1779 | -1.1796 | -1.2688 | -1.1144 | -1.1339 | -1.0908 | -0.94017 | -2.6821 | -2.0771 | -1.0752 | -1.0461 | -1.0274 | -0.55665 | -0.58863 | -0.68057 | -0.059746 | -0.1702
[5 empty] | PHES | -0.00018006 | 0.00072513 | 0.011036 | 0.014222 | 0.056418 | 0.080675 | -0.020188 | 0.081389 | -0.069485 | 0.15209 | 0.090573 | -0.10738 | 0.14342 | 0.13339 | 0.20834 | 0.61675 | 0.94592 | 0.96437 | 0.89408 | 0.90015 | 0.70745 | 0.76859 | 0.92882 | 0.72393 | 0.88613
[5 empty] | VPP | 3.3817e-06 | 4.4371e-05 | 0.00030484 | -0.0038209 | -0.0012454 | -0.0013479 | -0.0061729 | -0.0050032 | 0.0086702 | -0.0037708 | -0.0043487 | -0.014197 | -0.0087013 | 0.0078173 | -0.014595 | -0.022871 | 0.016263 | -0.054027 | -0.036903 | 0.013099 | 0.00030775 | 0.046067 | 0.12836 | 0.13473 | 0.1628
[5 empty] | USE / DSP | -1.0807e-08 | -7.2307e-06 | -1.473e-08 | 0.015063 | -1.7528e-08 | -1.8982e-08 | -0.010464 | 0.00046735 | 2.3346e-05 | 3.4893e-05 | 6.1014e-05 | 0.00035977 | 0.00045405 | -0.0027276 | 3.0158e-05 | -0.010169 | 0.0011981 | 0.001654 | 0.0059391 | 0.0041676 | 0.0027724 | 0.0002687 | 0.0019136 | 0.0036772 | 0.0034204
[5 empty] | Grid Battery Pump | 9.4812e-05 | 0.00032797 | -0.44885 | -1.2757 | -1.4131 | -1.1829 | -1.3643 | -1.4135 | -1.4443 | -1.4337 | -1.5471 | -1.3612 | -1.3975 | -1.3213 | -1.1528 | -3.2438 | -2.5268 | -1.3083 | -1.2785 | -1.2639 | -0.68473 | -0.73586 | -0.82346 | -0.074036 | -0.20567
[5 empty] | PHES Pump | -0.00049103 | 0.0020134 | 0.063015 | 0.01665 | 0.063931 | 0.10902 | -0.056039 | 0.16741 | -0.10415 | 0.16815 | 0.15625 | -0.096833 | 0.18351 | 0.31482 | 0.2301 | 0.9106 | 1.521 | 1.192 | 1.2178 | 1.2242 | 0.96417 | 1.0152 | 1.2692 | 0.95822 | 1.1012
[5 empty] | VPP Pump | 3.7204e-06 | 4.4928e-05 | 0.0003658 | -0.0044832 | -0.0014688 | -0.0015836 | -0.0072259 | -0.0057884 | 0.0096663 | -0.0041257 | -0.0049872 | -0.016441 | -0.011787 | 0.010435 | -0.016506 | -0.026876 | 0.01867 | -0.063283 | -0.043924 | 0.01495 | 0.00052469 | 0.053739 | 0.15172 | 0.15936 | 0.19073
*Generation shown is sent-out, as is demand.
Non-scheduled generation including Distributed PV is not shown.
North West Tasmania capacity difference by year | [30 empty] | Far North QLD
Select REZ | North West Tasmania | [29 empty] | North Qld Clean Energy Hub
Northern Qld
[5 empty] | Capacity difference (MW) | 2026-27 | 2027-28 | 2028-29 | 2029-30 | 2030-31 | 2031-32 | 2032-33 | 2033-34 | 2034-35 | 2035-36 | 2036-37 | 2037-38 | 2038-39 | 2039-40 | 2040-41 | 2041-42 | 2042-43 | 2043-44 | 2044-45 | 2045-46 | 2046-47 | 2047-48 | 2048-49 | 2049-50 | 2050-51 | Isaac
[5 empty] | Solar PV | 0 | 0 | 0 | 0 | 0 | 0 | 0 | 0 | 0 | 0 | 0 | 0 | 0 | 0 | 0 | 0 | 0 | 0 | 0 | 0 | 0 | 0 | 0 | 0 | 0 | Barcaldine
[5 empty] | Wind | 0 | 0 | 0 | 0 | 0 | 0 | 0 | 0 | 0 | 0 | 125.3881 | 250.7762 | 376.1642 | 501.5522 | 501.5522 | 501.5522 | 501.5522 | 501.5522 | 501.5522 | 501.5522 | 501.5522 | 501.5522 | 501.5522 | 501.5522 | 501.5522 | Fitzroy
[5 empty] | Offshore Wind | 0 | 0 | 0 | 0 | 0 | 0 | 0 | 0 | 0 | 0 | 0 | 0 | 0 | 0 | 0 | 0 | 0 | 0 | 0 | 0 | 0 | 0 | 0 | 0 | 0 | Wide Bay
Darling Downs
Banana
North West NSW
New England
Central-West Orana
Broken Hill
South West NSW
Wagga Wagga
Tumut
Cooma-Monaro
Hunter-Central Coast
Ovens Murray
North West Tasmania generation difference by year | [30 empty] | Murray River
Select REZ | North West Tasmania | [29 empty] | Western Victoria
South West Victoria
[5 empty] | Sent-out generation difference (GWh)* | 2026-27 | 2027-28 | 2028-29 | 2029-30 | 2030-31 | 2031-32 | 2032-33 | 2033-34 | 2034-35 | 2035-36 | 2036-37 | 2037-38 | 2038-39 | 2039-40 | 2040-41 | 2041-42 | 2042-43 | 2043-44 | 2044-45 | 2045-46 | 2046-47 | 2047-48 | 2048-49 | 2049-50 | 2050-51 | Gippsland
[5 empty] | Solar PV | -6.9148e-06 | -9.2213e-06 | -1.0261e-05 | -1.9283e-05 | -1.9469e-05 | -2.1766e-05 | -2.2947e-05 | -2.6407e-05 | -2.4209e-05 | -2.4894e-05 | -2.4575e-05 | -2.0785e-05 | -2.335e-05 | -3.5444e-05 | -3.2605e-05 | -3.3191e-05 | -3.7524e-05 | -3.4665e-05 | -3.6036e-05 | -3.5509e-05 | -2.9791e-05 | -3.3633e-05 | -3.3744e-05 | -3.1298e-05 | -3.2175e-05 | Central North VIC
[5 empty] | Wind | 0.028346 | -0.088792 | 0.62903 | -65.5484 | 23.5793 | 53.29 | 67.8984 | 60.3539 | 16.3143 | 2.8965 | 487.4145 | 764.7482 | 1116.3789 | 1248.7257 | 1315.6944 | 1526.4539 | 1547.3373 | 1690.4742 | 1783.1774 | 1895.127 | 1798.9529 | 1832.966 | 1628.2207 | 1804.2665 | 1809.1716 | South East SA
[5 empty] | Offshore wind | 0 | 0 | 0 | 0 | 0 | 0 | 0 | 0 | 0 | 0 | 0 | 0 | 0 | 0 | 0 | 0 | 0 | 0 | 0 | 0 | 0 | 0 | 0 | 0 | 0 | Riverland
Mid-North SA
Yorke Peninsula
Northern SA
Leigh Creek
Roxby Downs
Eastern Eyre Peninsula
Western Eyre Peninsula
North East Tasmania
North West Tasmania
Central Highlands
Hunter Coast
Illawarra Coast
Gippsland Coast
North West Tasmania Coast
Portland Coast
South East SA Coast

## BaseCase_CF
Annual capacity factor by technology - BaseCase, Progressive Change Scenario
Non-scheduled generation including Distributed PV is not shown.
Region | Technology | 2026-27 | 2027-28 | 2028-29 | 2029-30 | 2030-31 | 2031-32 | 2032-33 | 2033-34 | 2034-35 | 2035-36 | 2036-37 | 2037-38 | 2038-39 | 2039-40 | 2040-41 | 2041-42 | 2042-43 | 2043-44 | 2044-45 | 2045-46 | 2046-47 | 2047-48 | 2048-49 | 2049-50 | 2050-51
NEM | Black Coal | 48.94% | 47.08% | 59.47% | 49.32% | 59.24% | 58.84% | 62.05% | 60.97% | 53.74% | 49.16% | 49.31% | 60.12% | 56.08% | 54.24% | 59.87% | 59.43% | 62.5% | 62.68% | 58.33% | 64.61% | 67.88% | 57.61% | 56.35% | 62.21% | 63.51%
NEM | Brown Coal | 61.96% | 64.13% | 65% | 60.42% | 63.57% | 64.73% | 57.76% | 71.11% | 67.48% | 61.99% | 63.28% | 66.81% | 50.08% | 39.06% | 61.54% | 64.57% | 64.97% | 67.55% | 63.74% | 60.23% | 65.83% | - | - | - | -
NEM | CCGT | 7.091% | 4.958% | 14.48% | 26.1% | 21.99% | 22.56% | 21.63% | 26.77% | 14.87% | 8.362% | 13.42% | 18.91% | 24.5% | 26.62% | 29.11% | 32.08% | 41.02% | 39.82% | 31.19% | 36.37% | 55.26% | 55.32% | 53.27% | 53.48% | 63.34%
NEM | Gas - Steam | 1.206% | 0.4637% | 2.873% | 3.333% | 15.49% | 7.494% | 26.44% | 14.03% | 4.097% | 1.435% | 2.139% | 4.05% | 5.738% | - | - | - | - | - | - | - | - | - | - | - | -
NEM | OCGT / Diesel | 0.4337% | 0.2137% | 0.7005% | 8.583% | 2.91% | 2.428% | 5.371% | 2.807% | 1.165% | 0.5496% | 0.8518% | 2.886% | 3.45% | 5.788% | 6.971% | 8.9% | 12.24% | 16.35% | 10.51% | 14.29% | 12.99% | 20.09% | 17.1% | 18.34% | 14.9%
NEM | Hydro | 21.22% | 18.53% | 23.59% | 19.97% | 19.28% | 18.99% | 19.5% | 21.51% | 20.35% | 18.72% | 17.66% | 21.57% | 19.09% | 17.7% | 16.93% | 17.12% | 18.52% | 19.01% | 18.11% | 16.67% | 20.81% | 18.75% | 17.56% | 17.4% | 17.31%
NEM | Hydrogen Turbine | bar: 2026-27 to 2050-51
NEM | Wind | 32.12% | 33.5% | 31.37% | 31.42% | 32.29% | 33.52% | 32.36% | 31.76% | 30.81% | 31.68% | 32.14% | 31.21% | 30.96% | 30.34% | 31.57% | 30.7% | 30.89% | 31.36% | 32.74% | 33.17% | 32.64% | 32.07% | 31.62% | 32.05% | 31.5%
NEM | Solar PV | 20.42% | 20.49% | 19.41% | 20.85% | 23.85% | 23.74% | 24.25% | 23.57% | 20.79% | 20.81% | 21.75% | 19.72% | 20.56% | 20.81% | 21.18% | 22.61% | 22.96% | 23.42% | 23.96% | 24.45% | 21.21% | 22.15% | 22.19% | 21.94% | 23.59%
NEM | Grid Battery | 9.251% | 12.42% | 13.29% | 16.38% | 18.12% | 17.22% | 18.14% | 18.29% | 12.81% | 12.8% | 13.31% | 13.01% | 13.07% | 12.86% | 11.95% | 14.32% | 14.03% | 14.34% | 14.74% | 14.87% | 14.12% | 14.46% | 14.97% | 11.58% | 14.12%
NEM | PHES | 12.64% | 12.86% | 12.12% | 19.17% | 21.45% | 20.2% | 22.97% | 23.31% | 23.87% | 24.19% | 24.68% | 24.96% | 23.61% | 24.44% | 22.65% | 23.67% | 22.62% | 22.64% | 24.44% | 23.91% | 21.06% | 21.29% | 20.83% | 21.72% | 22.44%
NEM | VPP | 8.515% | 9.515% | 10.26% | 8.273% | 10.53% | 12.8% | 15.65% | 17.08% | 17.84% | 18.73% | 19.81% | 20.51% | 20.99% | 20.99% | 20.24% | 21.07% | 20.85% | 20.67% | 20.95% | 20.91% | 20.1% | 20.6% | 20.07% | 19.54% | 18.65%
Region | Technology | 2026-27 | 2027-28 | 2028-29 | 2029-30 | 2030-31 | 2031-32 | 2032-33 | 2033-34 | 2034-35 | 2035-36 | 2036-37 | 2037-38 | 2038-39 | 2039-40 | 2040-41 | 2041-42 | 2042-43 | 2043-44 | 2044-45 | 2045-46 | 2046-47 | 2047-48 | 2048-49 | 2049-50 | 2050-51
NSW1 | Black Coal | 43.64% | 39.08% | 59.07% | 50.08% | 60.17% | 56.37% | 62.87% | 63.38% | 55.4% | 47.69% | 46.72% | 55.74% | 55.52% | 51.73% | - | - | - | - | - | - | - | - | - | - | -
NSW1 | Brown Coal | bar: 2026-27 to 2050-51
NSW1 | CCGT | 1.439% | 2.171% | 10.38% | 33.88% | 29.87% | 30.31% | 29.76% | 34.29% | 13.63% | 5.155% | 9.636% | 18.3% | 24.62% | 30.48% | 33.05% | 38.24% | 49.43% | - | - | - | - | - | - | - | -
NSW1 | Gas - Steam | bar: 2026-27 to 2050-51
NSW1 | OCGT / Diesel | 0.1107% | 0.2328% | 0.3748% | 11.97% | 2.982% | 1.68% | 5.769% | 1.384% | 0.6557% | 0.2942% | 0.3713% | 2.286% | 2.275% | 5.099% | 7.004% | 8.557% | 11.05% | 17.68% | 12.41% | 15.99% | 15.09% | 22.7% | 19.85% | 22.27% | 15.92%
NSW1 | Hydro | 15.77% | 13.43% | 20.22% | 16% | 13.45% | 13.81% | 12.91% | 15.49% | 15.55% | 14.94% | 13.26% | 18.87% | 15.64% | 14.19% | 13.84% | 13.05% | 14.58% | 15.81% | 14.9% | 12.47% | 17.5% | 14.74% | 12.95% | 13.1% | 12.78%
NSW1 | Hydrogen Turbine | bar: 2026-27 to 2050-51
NSW1 | Wind | 32.78% | 32.1% | 29.88% | 29.35% | 31.63% | 32.7% | 32.96% | 32.52% | 32.19% | 33.84% | 34.4% | 33.03% | 30.26% | 31.78% | 33.04% | 33.36% | 33.14% | 33.65% | 35.31% | 35.04% | 35.07% | 31.7% | 32.99% | 31.31% | 32.5%
NSW1 | Solar PV | 21.41% | 20.52% | 19.91% | 22.68% | 25.57% | 24.78% | 25.64% | 24.86% | 23.34% | 24.55% | 25.69% | 23.11% | 23.8% | 25.18% | 24.82% | 26.04% | 25.76% | 25.7% | 26.62% | 26.58% | 23.15% | 23.37% | 24.52% | 23.36% | 24.56%
NSW1 | Grid Battery | 13.89% | 21.81% | 23.09% | 22.34% | 24.57% | 23.5% | 24.4% | 24.12% | 23.66% | 24.16% | 25.17% | 24.84% | 25.15% | 24.92% | 23.75% | 24.46% | 23.74% | 23.54% | 24.67% | 24.33% | 21.56% | 22.73% | 21.76% | 14.07% | 16.83%
NSW1 | PHES | 20.53% | 21.42% | 21.57% | 52.98% | 21.44% | 20.77% | 23.56% | 23.84% | 22.47% | 23.48% | 24.31% | 25.7% | 22.35% | 24.01% | 20.8% | 23.01% | 21.34% | 21.49% | 24.88% | 24.03% | 21.58% | 20.05% | 19.77% | 20.6% | 22.04%
NSW1 | VPP | 8.099% | 9.312% | 10.18% | 8.331% | 10.17% | 12.58% | 15.03% | 16.68% | 17.35% | 18.68% | 19.58% | 20.97% | 21.98% | 22.55% | 22.13% | 22.6% | 22.42% | 22.16% | 22.73% | 22.49% | 21.37% | 22.11% | 21.2% | 20.38% | 19.57%
Region | Technology | 2026-27 | 2027-28 | 2028-29 | 2029-30 | 2030-31 | 2031-32 | 2032-33 | 2033-34 | 2034-35 | 2035-36 | 2036-37 | 2037-38 | 2038-39 | 2039-40 | 2040-41 | 2041-42 | 2042-43 | 2043-44 | 2044-45 | 2045-46 | 2046-47 | 2047-48 | 2048-49 | 2049-50 | 2050-51
QLD1 | Black Coal | 54.38% | 55.29% | 59.77% | 48.9% | 58.74% | 60.19% | 61.6% | 59.69% | 52.85% | 49.95% | 50.69% | 62.46% | 56.38% | 55.57% | 59.87% | 59.43% | 62.5% | 62.68% | 58.33% | 64.61% | 67.88% | 57.61% | 56.35% | 62.21% | 63.51%
QLD1 | Brown Coal | bar: 2026-27 to 2050-51
QLD1 | CCGT | 6.51% | 6.936% | 12.47% | 24.02% | 18.5% | 20.76% | 17.47% | 24.31% | 15.24% | 10.4% | 17.31% | 22.38% | 28.65% | 30.21% | 33.15% | 35.8% | 45.55% | 47.57% | 37.26% | 54.21% | 66.18% | 66.25% | 63.79% | 64.04% | 63.34%
QLD1 | Gas - Steam | bar: 2026-27 to 2050-51
QLD1 | OCGT / Diesel | 0.02933% | 0.05064% | 0.1878% | 3.079% | 0.07774% | 0.1613% | 0.4079% | 0.2596% | 0.08039% | 0.3196% | 0.7911% | 2.369% | 3.039% | 5.157% | 6.695% | 6.865% | 16.35% | 18.23% | 14.1% | 18.25% | 14.95% | 18.66% | 10.55% | 6.383% | 0.5618%
QLD1 | Hydro | 51.2% | 48.96% | 51.12% | 50.26% | 50.34% | 50.72% | 47.05% | 51.93% | 47.66% | 47.4% | 48.96% | 16.65% | 15.84% | 15.05% | 15.17% | 16.42% | 0.004915% | 0.004915% | 1.62e-08% | 1.611e-08% | 0.01474% | 1.62e-08% | 0.04704% | 1.824e-08% | 5.819e-08%
QLD1 | Hydrogen Turbine | bar: 2026-27 to 2050-51
QLD1 | Wind | 31.23% | 32.49% | 32.72% | 30.64% | 33.06% | 32.28% | 33.5% | 31.5% | 30.19% | 30.58% | 30.64% | 31.73% | 31.18% | 31.63% | 30.95% | 32.14% | 30.78% | 31.74% | 32.51% | 32.16% | 33.15% | 32.49% | 32.32% | 31.34% | 31.72%
QLD1 | Solar PV | 20.18% | 20.67% | 18.31% | 18.52% | 23.58% | 24.63% | 24.49% | 23.93% | 19.33% | 18.82% | 19.47% | 17.84% | 18.79% | 18.37% | 19.65% | 21.21% | 22.32% | 23.34% | 23.57% | 23.88% | 20.79% | 22.32% | 21.93% | 22.4% | 24.3%
QLD1 | Grid Battery | 7.209% | 7.475% | 7.678% | 20.05% | 20.52% | 20.19% | 21.05% | 20.91% | 20.78% | 20.95% | 21.08% | 20.85% | 21.17% | 20.92% | 20.65% | 23.65% | 23.82% | 23.57% | 24.05% | 23.86% | 23.2% | 24.24% | 24.09% | 23.67% | 24.29%
QLD1 | PHES | 10.33% | 10.35% | 9.36% | 9.28% | 21.46% | 19.73% | 22.5% | 22.88% | 25% | 24.76% | 24.98% | 24.36% | 24.63% | 24.8% | 24.15% | 24.2% | 23.65% | 23.57% | 24.08% | 23.81% | 20.63% | 22.28% | 21.68% | 22.63% | 22.77%
QLD1 | VPP | 8.747% | 11.31% | 13.82% | 10.89% | 13.84% | 16.98% | 20.07% | 21.15% | 21.32% | 22.17% | 22.62% | 22.8% | 23.09% | 22.95% | 22.83% | 23.15% | 23.04% | 22.85% | 22.73% | 22.48% | 22.07% | 22.12% | 21.72% | 21.35% | 20.31%
Region | Technology | 2026-27 | 2027-28 | 2028-29 | 2029-30 | 2030-31 | 2031-32 | 2032-33 | 2033-34 | 2034-35 | 2035-36 | 2036-37 | 2037-38 | 2038-39 | 2039-40 | 2040-41 | 2041-42 | 2042-43 | 2043-44 | 2044-45 | 2045-46 | 2046-47 | 2047-48 | 2048-49 | 2049-50 | 2050-51
VIC1 | Black Coal | bar: 2026-27 to 2050-51
VIC1 | Brown Coal | 61.96% | 64.13% | 65% | 60.42% | 63.57% | 64.73% | 57.76% | 71.11% | 67.48% | 61.99% | 63.28% | 66.81% | 50.08% | 39.06% | 61.54% | 64.57% | 64.97% | 67.55% | 63.74% | 60.23% | 65.83% | - | - | - | -
VIC1 | CCGT | bar: 2026-27 to 2050-51
VIC1 | Gas - Steam | 1.206% | 0.4637% | 2.873% | 3.333% | 15.49% | 7.494% | 26.44% | 14.03% | 4.097% | 1.435% | 2.139% | 4.05% | 5.738% | - | - | - | - | - | - | - | - | - | - | - | -
VIC1 | OCGT / Diesel | 0.3526% | 0.07052% | 0.5799% | 6.769% | 3.068% | 2.505% | 7.211% | 2.494% | 1.076% | 0.5714% | 0.5912% | 2.366% | 2.119% | 4.909% | 3.733% | 8.632% | 5.206% | 11.47% | 5.938% | 10.43% | 9.567% | 18.76% | 18.46% | 19.57% | 18.09%
VIC1 | Hydro | 16.24% | 13.65% | 20.39% | 16.95% | 14.65% | 14.72% | 13.43% | 16.36% | 16.86% | 15.97% | 13.44% | 20.18% | 16.82% | 14.65% | 14.57% | 13.33% | 16.24% | 16.86% | 15.97% | 13.44% | 20.19% | 16.94% | 14.62% | 14.64% | 13.31%
VIC1 | Hydrogen Turbine | bar: 2026-27 to 2050-51
VIC1 | Wind | 30.87% | 32.12% | 30.45% | 32.93% | 32.21% | 35.3% | 32.06% | 32.47% | 31.38% | 31.77% | 32.75% | 30.97% | 32.32% | 30.2% | 32.6% | 30.09% | 31.43% | 32.25% | 33.32% | 34.71% | 32.75% | 34.43% | 32.54% | 35.51% | 32.77%
VIC1 | Solar PV | 18.48% | 19.07% | 19.35% | 20.17% | 20.81% | 20.12% | 21.22% | 20.53% | 20.03% | 19.28% | 20.43% | 18.37% | 19.17% | 19.19% | 18.51% | 19.89% | 19.75% | 20.52% | 21.54% | 22.9% | 19.82% | 21.24% | 20.97% | 20.25% | 21.3%
VIC1 | Grid Battery | 11.45% | 12.52% | 11.98% | 12.3% | 13.93% | 12.93% | 13.92% | 14.51% | 7.886% | 7.635% | 8.122% | 7.798% | 7.737% | 7.515% | 6.587% | 7.415% | 7.233% | 7.212% | 7.265% | 7.591% | 6.855% | 6.33% | 6.066% | 3.291% | 3.358%
VIC1 | PHES | bar: 2026-27 to 2050-51
VIC1 | VPP | 9.619% | 10.63% | 11.57% | 8.775% | 11.73% | 13.37% | 16.72% | 18.55% | 19.78% | 19.68% | 21.48% | 21.77% | 21.42% | 20.68% | 18.41% | 20.1% | 19.46% | 19.35% | 19.44% | 19.73% | 18.7% | 19.48% | 19.1% | 18.61% | 17.6%
Region | Technology | 2026-27 | 2027-28 | 2028-29 | 2029-30 | 2030-31 | 2031-32 | 2032-33 | 2033-34 | 2034-35 | 2035-36 | 2036-37 | 2037-38 | 2038-39 | 2039-40 | 2040-41 | 2041-42 | 2042-43 | 2043-44 | 2044-45 | 2045-46 | 2046-47 | 2047-48 | 2048-49 | 2049-50 | 2050-51
SA1 | Black Coal | bar: 2026-27 to 2050-51
SA1 | Brown Coal | bar: 2026-27 to 2050-51
SA1 | CCGT | 13.99% | 3.685% | 29.69% | 36.18% | 34.62% | 30.43% | 35.96% | 38.46% | 20.6% | 8.171% | 12.92% | - | - | - | - | - | - | - | - | - | - | - | - | - | -
SA1 | Gas - Steam | bar: 2026-27 to 2050-51
SA1 | OCGT / Diesel | 1.656% | 0.6003% | 2.284% | 14.47% | 8.134% | 8.35% | 13.42% | 12.47% | 4.818% | 1.794% | 2.992% | 7.14% | 10.75% | 11.33% | 12.37% | 14.8% | 17.48% | 17.71% | 8.786% | 10.45% | 12.19% | 14.35% | 13.53% | 13.9% | 12.57%
SA1 | Hydro | bar: 2026-27 to 2050-51
SA1 | Hydrogen Turbine | bar: 2026-27 to 2050-51
SA1 | Wind | 31.86% | 35.19% | 32.6% | 33.15% | 33.78% | 36.09% | 32.54% | 33.12% | 31.39% | 35.61% | 35.79% | 34.39% | 35.21% | 35.63% | 37.77% | 35.51% | 35.6% | 32.87% | 35.58% | 34.92% | 32.76% | 31.95% | 31.59% | 32.89% | 31.68%
SA1 | Solar PV | 17.35% | 21.71% | 19.7% | 21.04% | 21.03% | 21.52% | 21.22% | 20.5% | 20.47% | 20.68% | 22.03% | 19.92% | 20.97% | 20.77% | 21.43% | 23.51% | 22.94% | 22.28% | 22.26% | 23.39% | 19.73% | 19.43% | 18.42% | 18.36% | 21.3%
SA1 | Grid Battery | 4.247% | 4.139% | 7.141% | 9.181% | 10.96% | 10.34% | 11.14% | 11.07% | 11.05% | 11.13% | 11.67% | 11.47% | 11.56% | 11.56% | 10.87% | 16.74% | 16.12% | 20.48% | 21.1% | 21.69% | 20.13% | 19.51% | 19.82% | 18.22% | 20.04%
SA1 | PHES | bar: 2026-27 to 2050-51
SA1 | VPP | 8.46% | 8.299% | 7.901% | 6.125% | 7.669% | 9.214% | 11.62% | 12.1% | 12.41% | 13.32% | 14.04% | 14.46% | 15.06% | 15.16% | 15.14% | 15.82% | 15.92% | 15.96% | 16.44% | 16.59% | 16.52% | 16.47% | 16.33% | 15.9% | 15.59%
Region | Technology | 2026-27 | 2027-28 | 2028-29 | 2029-30 | 2030-31 | 2031-32 | 2032-33 | 2033-34 | 2034-35 | 2035-36 | 2036-37 | 2037-38 | 2038-39 | 2039-40 | 2040-41 | 2041-42 | 2042-43 | 2043-44 | 2044-45 | 2045-46 | 2046-47 | 2047-48 | 2048-49 | 2049-50 | 2050-51
TAS1 | Black Coal | bar: 2026-27 to 2050-51
TAS1 | Brown Coal | bar: 2026-27 to 2050-51
TAS1 | CCGT | 3.16e-07% | 3.175e-07% | 3.185e-07% | 2.455e-07% | 7.958e-07% | 8.113e-07% | 8.931e-07% | 9.358e-07% | 1.015e-06% | 1.071e-06% | 1.123e-06% | 1.223e-06% | 1.325e-06% | 1.408e-06% | 1.472e-06% | 1.606e-06% | 1.67e-06% | 1.766e-06% | 1.874e-06% | 2.013e-06% | 2.147e-06% | 2.296e-06% | 2.418e-06% | 2.571e-06% | -
TAS1 | Gas - Steam | bar: 2026-27 to 2050-51
TAS1 | OCGT / Diesel | 7.276e-07% | 7.532e-07% | 8.278e-07% | 1.599e-07% | 1.004e-06% | 1.014e-06% | 1.121e-06% | 1.168e-06% | 1.269e-06% | 1.316e-06% | 1.37e-06% | 1.516e-06% | 1.626e-06% | 1.751e-06% | 4.038e-06% | 4.316e-06% | 4.587e-06% | 4.891e-06% | 5.159e-06% | 5.374e-06% | 5.873e-06% | 6.348e-06% | 6.629e-06% | 7.018e-06% | -
TAS1 | Hydro | 28.69% | 25.57% | 27.8% | 24.43% | 26.74% | 25.53% | 29.07% | 29.62% | 26.15% | 22.89% | 23.47% | 25.46% | 24.31% | 23.61% | 21.81% | 24.04% | 25.05% | 24.79% | 23.83% | 24.12% | 25.5% | 24.96% | 25.2% | 24.61% | 25.74%
TAS1 | Hydrogen Turbine | bar: 2026-27 to 2050-51
TAS1 | Wind | 40.49% | 43.23% | 36.05% | 32.25% | 29.07% | 28.82% | 26.82% | 25.18% | 24.95% | 23.61% | 23.66% | 22.48% | 21.63% | 19.78% | 20.11% | 19.69% | 19.37% | 20.09% | 20.63% | 21.73% | 21.7% | 21.77% | 20.73% | 20.99% | 19.87%
TAS1 | Solar PV | bar: 2026-27 to 2050-51
TAS1 | Grid Battery | bar: 2026-27 to 2050-51
TAS1 | PHES | bar: 2026-27 to 2050-51
TAS1 | VPP | 6.077% | 7.846% | 7.468% | 9.321% | 10.24% | 10.19% | 9.974% | 9.986% | 11.7% | 13.34% | 14.36% | 12.84% | 14.44% | 14.61% | 15.86% | 16.68% | 17.14% | 15.21% | 16.32% | 15.99% | 13.96% | 14.35% | 14.21% | 15.07% | 13.17%
Explicitly modelled pumping
Region | Technology | 2026-27 | 2027-28 | 2028-29 | 2029-30 | 2030-31 | 2031-32 | 2032-33 | 2033-34 | 2034-35 | 2035-36 | 2036-37 | 2037-38 | 2038-39 | 2039-40 | 2040-41 | 2041-42 | 2042-43 | 2043-44 | 2044-45 | 2045-46 | 2046-47 | 2047-48 | 2048-49 | 2049-50 | 2050-51
NEM | Grid Battery Pump | 10.86% | 14.71% | 15.78% | 19.59% | 21.71% | 20.63% | 21.73% | 21.88% | 15.36% | 15.3% | 15.94% | 15.58% | 15.68% | 15.36% | 14.36% | 17.13% | 16.83% | 17.18% | 17.66% | 17.87% | 16.9% | 17.38% | 17.96% | 13.9% | 16.95%
NEM | PHES Pump | 25.4% | 26.23% | 27.57% | 30.01% | 29.66% | 28.1% | 31.02% | 31.41% | 32.27% | 32.72% | 34.61% | 33.37% | 32.19% | 32.78% | 30.95% | 31.84% | 30.73% | 30.28% | 33.08% | 32.8% | 28.17% | 28.11% | 28.56% | 29.14% | 30.15%
NEM | VPP Pump | 9.997% | 11.22% | 12.08% | 9.709% | 12.4% | 15.07% | 18.41% | 20.09% | 21.02% | 22.02% | 23.31% | 24.15% | 24.73% | 24.65% | 23.87% | 24.75% | 24.55% | 24.3% | 24.63% | 24.66% | 23.6% | 24.26% | 23.59% | 23% | 21.92%
Region | Technology | 2026-27 | 2027-28 | 2028-29 | 2029-30 | 2030-31 | 2031-32 | 2032-33 | 2033-34 | 2034-35 | 2035-36 | 2036-37 | 2037-38 | 2038-39 | 2039-40 | 2040-41 | 2041-42 | 2042-43 | 2043-44 | 2044-45 | 2045-46 | 2046-47 | 2047-48 | 2048-49 | 2049-50 | 2050-51
NSW1 | Grid Battery Pump | 16.25% | 26.1% | 27.71% | 26.84% | 29.58% | 28.23% | 29.37% | 28.99% | 28.49% | 29.02% | 30.27% | 29.89% | 30.3% | 29.9% | 28.65% | 29.34% | 28.56% | 28.3% | 29.67% | 29.35% | 25.84% | 27.35% | 26.13% | 16.47% | 19.92%
NSW1 | PHES Pump | 32.62% | 34.1% | 37.95% | 42.68% | 29.76% | 28.81% | 31.18% | 31.37% | 30.22% | 31.49% | 34.77% | 33.18% | 30.65% | 31.52% | 28.6% | 30.47% | 29.05% | 28.34% | 32.98% | 32.62% | 28.15% | 25.74% | 27.22% | 27.3% | 29.28%
NSW1 | VPP Pump | 9.508% | 10.98% | 11.98% | 9.777% | 11.99% | 14.78% | 17.69% | 19.62% | 20.45% | 21.95% | 23.04% | 24.69% | 25.91% | 26.47% | 26.11% | 26.53% | 26.38% | 26.07% | 26.74% | 26.54% | 25.08% | 26.03% | 24.92% | 23.98% | 23.02%
Region | Technology | 2026-27 | 2027-28 | 2028-29 | 2029-30 | 2030-31 | 2031-32 | 2032-33 | 2033-34 | 2034-35 | 2035-36 | 2036-37 | 2037-38 | 2038-39 | 2039-40 | 2040-41 | 2041-42 | 2042-43 | 2043-44 | 2044-45 | 2045-46 | 2046-47 | 2047-48 | 2048-49 | 2049-50 | 2050-51
QLD1 | Grid Battery Pump | 8.458% | 8.793% | 9.053% | 24.08% | 24.65% | 24.31% | 25.21% | 25.12% | 24.98% | 25.18% | 25.3% | 25.1% | 25.41% | 25.1% | 24.83% | 28.46% | 28.66% | 28.36% | 28.92% | 28.73% | 27.93% | 29.15% | 29.01% | 28.52% | 29.21%
QLD1 | PHES Pump | 16.98% | 17.05% | 15.46% | 15.23% | 29.55% | 27.35% | 30.85% | 31.44% | 34.45% | 34.03% | 34.44% | 33.56% | 33.82% | 34.11% | 33.44% | 33.3% | 32.52% | 32.34% | 33.18% | 33% | 28.19% | 30.62% | 29.98% | 31.09% | 31.08%
QLD1 | VPP Pump | 10.27% | 13.31% | 16.3% | 12.78% | 16.28% | 20.02% | 23.57% | 24.88% | 25.09% | 26.1% | 26.6% | 26.88% | 27.15% | 26.97% | 26.88% | 27.25% | 27.1% | 26.9% | 26.72% | 26.47% | 25.97% | 26% | 25.56% | 25.14% | 23.86%
Region | Technology | 2026-27 | 2027-28 | 2028-29 | 2029-30 | 2030-31 | 2031-32 | 2032-33 | 2033-34 | 2034-35 | 2035-36 | 2036-37 | 2037-38 | 2038-39 | 2039-40 | 2040-41 | 2041-42 | 2042-43 | 2043-44 | 2044-45 | 2045-46 | 2046-47 | 2047-48 | 2048-49 | 2049-50 | 2050-51
VIC1 | Grid Battery Pump | 13.45% | 14.77% | 14.11% | 14.59% | 16.56% | 15.38% | 16.57% | 17.21% | 9.39% | 9.068% | 9.661% | 9.272% | 9.228% | 8.909% | 7.858% | 8.785% | 8.628% | 8.544% | 8.63% | 9.055% | 8.119% | 7.572% | 7.222% | 3.901% | 3.972%
VIC1 | PHES Pump | bar: 2026-27 to 2050-51
VIC1 | VPP Pump | 11.3% | 12.54% | 13.61% | 10.29% | 13.79% | 15.76% | 19.7% | 21.81% | 23.31% | 23.12% | 25.27% | 25.61% | 25.28% | 24.26% | 21.74% | 23.58% | 22.97% | 22.71% | 22.86% | 23.29% | 21.93% | 23% | 22.4% | 21.91% | 20.68%
Region | Technology | 2026-27 | 2027-28 | 2028-29 | 2029-30 | 2030-31 | 2031-32 | 2032-33 | 2033-34 | 2034-35 | 2035-36 | 2036-37 | 2037-38 | 2038-39 | 2039-40 | 2040-41 | 2041-42 | 2042-43 | 2043-44 | 2044-45 | 2045-46 | 2046-47 | 2047-48 | 2048-49 | 2049-50 | 2050-51
SA1 | Grid Battery Pump | 5.023% | 4.92% | 8.548% | 10.99% | 13.16% | 12.4% | 13.37% | 13.26% | 13.26% | 13.35% | 14% | 13.76% | 13.9% | 13.83% | 13.08% | 20.11% | 19.4% | 24.63% | 25.37% | 26.17% | 24.14% | 23.55% | 23.76% | 21.94% | 24.11%
SA1 | PHES Pump | bar: 2026-27 to 2050-51
SA1 | VPP Pump | 9.933% | 9.785% | 9.296% | 7.186% | 9.023% | 10.84% | 13.68% | 14.23% | 14.6% | 15.68% | 16.52% | 17.01% | 17.76% | 17.8% | 17.87% | 18.56% | 18.76% | 18.76% | 19.33% | 19.57% | 19.39% | 19.43% | 19.17% | 18.72% | 18.33%
Region | Technology | 2026-27 | 2027-28 | 2028-29 | 2029-30 | 2030-31 | 2031-32 | 2032-33 | 2033-34 | 2034-35 | 2035-36 | 2036-37 | 2037-38 | 2038-39 | 2039-40 | 2040-41 | 2041-42 | 2042-43 | 2043-44 | 2044-45 | 2045-46 | 2046-47 | 2047-48 | 2048-49 | 2049-50 | 2050-51
TAS1 | Grid Battery Pump | 0.002931% | 0.00311% | 0.003107% | 0.003159% | 0.003177% | 0.003225% | 0.003244% | 0.003321% | 0.003556% | 0.003901% | 0.004238% | 0.00462% | 0.005026% | 0.005894% | 0.006343% | 0.006879% | 0.007343% | 0.007971% | 0.008586% | 0.009197% | 0.009826% | 0.0106% | 0.01142% | 0.01227% | 0.01313%
TAS1 | PHES Pump | bar: 2026-27 to 2050-51
TAS1 | VPP Pump | 7.131% | 9.24% | 8.777% | 10.97% | 12.04% | 11.99% | 11.74% | 11.75% | 13.77% | 15.69% | 16.9% | 15.1% | 16.98% | 17.18% | 18.66% | 19.62% | 20.16% | 17.89% | 19.2% | 18.82% | 16.41% | 16.88% | 16.71% | 17.73% | 15.49%

## BaseCase_Generation
Annual sent-out generation by technology (GWh) - BaseCase, Progressive Change Scenario
Non-scheduled generation including Distributed PV is not shown.
Region | Technology | 2026-27 | 2027-28 | 2028-29 | 2029-30 | 2030-31 | 2031-32 | 2032-33 | 2033-34 | 2034-35 | 2035-36 | 2036-37 | 2037-38 | 2038-39 | 2039-40 | 2040-41 | 2041-42 | 2042-43 | 2043-44 | 2044-45 | 2045-46 | 2046-47 | 2047-48 | 2048-49 | 2049-50 | 2050-51
NEM | Black Coal | 70555.9284 | 67870.5229 | 67323.0045 | 17409.748 | 20912.5779 | 20770.0921 | 21902.8516 | 21325.3461 | 18796.5157 | 17194.7703 | 17245.7029 | 21027.1657 | 19613.642 | 18969.3594 | 13650.6133 | 13550.1721 | 10176.297 | 10206.1078 | 9208.0662 | 10199.1644 | 10061.1138 | 8539.2553 | 8351.5531 | 9220.4097 | 9413.9483
NEM | Brown Coal | 26242.2313 | 27161.1846 | 19273.9168 | 6200.9151 | 6524.4754 | 6642.8557 | 5927.6489 | 7297.892 | 6925.4081 | 6299.212 | 6430.2405 | 6788.7436 | 5089.2072 | 3969.2115 | 6253.8371 | 6561.7021 | 6601.9526 | 6864.4037 | 6477.2627 | 6120.2363 | 6689.5548 | 0 | 0 | 0 | 0
NEM | CCGT | 1835.386 | 1283.452 | 3520.5682 | 6345.0415 | 5344.6697 | 5484.3437 | 5258.5179 | 6507.3582 | 3613.5626 | 2032.6896 | 2809.3251 | 3083.1591 | 3993.637 | 4002.317 | 4376.5424 | 4824.4639 | 6168.7405 | 4452.5133 | 3487.3353 | 2013.4102 | 6106.9966 | 6113.6468 | 5886.4076 | 5909.6903 | 4846.7852
NEM | Gas - Steam | 52.8412 | 20.3113 | 125.8304 | 145.9805 | 678.3981 | 328.2579 | 1158.0658 | 614.3412 | 179.4539 | 62.8503 | 93.6738 | 177.3717 | 251.3439 | 0 | 0 | 0 | 0 | 0 | 0 | 0 | 0 | 0 | 0 | 0 | 0
NEM | OCGT / Diesel | 331.8784 | 163.5437 | 527.6778 | 6466.1079 | 2129.6109 | 1776.4996 | 3799.8008 | 1839.9152 | 751.6985 | 350.7872 | 543.6586 | 1842.2103 | 2201.7808 | 3471.461 | 4107.4575 | 5244.0193 | 7113.9898 | 11700.0629 | 7607.0599 | 10342.6214 | 8603.2422 | 12274.0328 | 14461.2753 | 14678.7477 | 13160.1319
NEM | Hydro | 14320.8144 | 12508.089 | 15920.4346 | 13476.1946 | 13011.0641 | 12817.4851 | 13164.2576 | 14517.5121 | 13738.8936 | 12638.4999 | 11922.2175 | 14556.8268 | 12883.7693 | 11949.859 | 11426.1205 | 11556.7378 | 12499.7143 | 12833.6155 | 12223.066 | 11251.216 | 14043.8992 | 12653.9096 | 11854.2777 | 11747.0593 | 11681.9418
NEM | Hydrogen Turbine | 0 | 0 | 0 | 0 | 0 | 0 | 0 | 0 | 0 | 0 | 0 | 0 | 0 | 0 | 0 | 0 | 0 | 0 | 0 | 0 | 0 | 0 | 0 | 0 | 0
NEM | Wind | 42914.5223 | 46773.5303 | 51185.7688 | 82561.4957 | 84835.0374 | 88152.5034 | 85443.6811 | 83831.6739 | 88054.7064 | 90130.5835 | 91405.087 | 91646.876 | 91824.1399 | 92103.3302 | 93921.6215 | 91037.0731 | 92142.536 | 90725.0118 | 97402.9177 | 97672.6508 | 104232.8936 | 104374.6403 | 101411.4965 | 104268.8728 | 108344.2975
NEM | Solar PV | 24830.3555 | 27248.0994 | 25816.1218 | 34420.7445 | 39378.9363 | 39181.9236 | 40026.4398 | 40722.2236 | 48945.5383 | 49008.7456 | 50987.8359 | 46146.072 | 48116.0244 | 48690.2183 | 49547.0802 | 52778.1684 | 52989.0041 | 56708.5822 | 58180.234 | 59099.7562 | 50080.7405 | 54709.7278 | 58264.4845 | 54909.5423 | 57638.997
NEM | Grid Battery | 1577.1311 | 3170.7185 | 4150.6249 | 9482.1456 | 10438.4978 | 9923.0985 | 10453.2597 | 10451.1168 | 11209.4911 | 11192.7516 | 11588.253 | 11320.1373 | 11377.2573 | 11194.3199 | 10404.9478 | 13629.7088 | 13351.3849 | 13394.3448 | 13762.4364 | 13870.423 | 13489.1333 | 12585.0123 | 13127.2567 | 7052.7677 | 10820.9178
NEM | PHES | 1173.5821 | 1194.0433 | 1125.8645 | 1780.4504 | 9580.208 | 9020.0447 | 10260.1142 | 10409.6655 | 10659.0126 | 10802.1947 | 11020.771 | 11147.0124 | 10543.5353 | 10916.4065 | 10114.9904 | 10570.955 | 10100.7009 | 10110.0643 | 10912.9701 | 10676.9494 | 9403.655 | 9505.5766 | 9300.2331 | 9700.0677 | 10023.1442
NEM | VPP | 204.6971 | 228.7532 | 246.6945 | 241.2901 | 353.7684 | 480.8164 | 662.6019 | 859.3279 | 1069.2442 | 1333.0515 | 1664.4117 | 2002.9258 | 2368.0394 | 2742.6971 | 3057.5666 | 3662.4243 | 4135.5255 | 4680.0949 | 5374.7564 | 6044.2127 | 6500.51 | 7444.6984 | 8060.4238 | 8694.9514 | 9155.2034
NEM | USE / DSP | 0.10968 | 0.79394 | 0.4072 | 849.5846 | 2.2802e-05 | 2.4651e-05 | 17.777 | 0.1994 | 0.076027 | 0.14274 | 0.14799 | 3.1645 | 1.1014 | 5.4817 | 0.65244 | 18.278 | 1.4834 | 21.1415 | 13.1511 | 9.6946 | 13.6995 | 11.8036 | 42.2956 | 30.3163 | 20.565
Total |  | 184039.4775 | 187623.0422 | 189216.9142 | 179379.6985 | 193187.244 | 194577.9208 | 198075.0163 | 198376.5719 | 203943.6011 | 201046.279 | 205711.3249 | 209741.6652 | 208263.4778 | 208014.6615 | 206861.4297 | 213433.7029 | 215281.3291 | 221695.9425 | 224649.2558 | 227300.3349 | 229225.4386 | 228212.3036 | 230759.704 | 226212.4251 | 235105.9321
Region | Technology | 2026-27 | 2027-28 | 2028-29 | 2029-30 | 2030-31 | 2031-32 | 2032-33 | 2033-34 | 2034-35 | 2035-36 | 2036-37 | 2037-38 | 2038-39 | 2039-40 | 2040-41 | 2041-42 | 2042-43 | 2043-44 | 2044-45 | 2045-46 | 2046-47 | 2047-48 | 2048-49 | 2049-50 | 2050-51
NSW1 | Black Coal | 31846.8895 | 28514.1022 | 28199.4354 | 6260.1537 | 7520.2776 | 7046.4353 | 7857.8444 | 7717.0545 | 6746.085 | 5806.994 | 5688.4809 | 6786.5871 | 6759.9627 | 6298.8371 | 0 | 0 | 0 | 0 | 0 | 0 | 0 | 0 | 0 | 0 | 0
NSW1 | Brown Coal | 0 | 0 | 0 | 0 | 0 | 0 | 0 | 0 | 0 | 0 | 0 | 0 | 0 | 0 | 0 | 0 | 0 | 0 | 0 | 0 | 0 | 0 | 0 | 0 | 0
NSW1 | CCGT | 55.476 | 83.6657 | 399.9089 | 1305.8173 | 1151.2098 | 1168.2002 | 1146.9117 | 1321.6985 | 525.4508 | 198.6773 | 371.4142 | 705.417 | 949.0552 | 1174.7636 | 1273.8393 | 1473.9404 | 1905.1955 | 0.00027888 | 0.00025924 | 0.00027521 | 0.00032357 | 0.00032733 | 0.00031533 | 0.00032056 | 0.00032835
NSW1 | Gas - Steam | 0 | 0 | 0 | 0 | 0 | 0 | 0 | 0 | 0 | 0 | 0 | 0 | 0 | 0 | 0 | 0 | 0 | 0 | 0 | 0 | 0 | 0 | 0 | 0 | 0
NSW1 | OCGT / Diesel | 25.5982 | 53.8202 | 86.6362 | 2767.6103 | 689.3309 | 388.4814 | 1333.5759 | 319.9308 | 151.5807 | 68.0068 | 85.8443 | 528.4496 | 526.036 | 1178.8236 | 1619.2716 | 1978.2619 | 2553.7375 | 5611.1687 | 3576.8573 | 4608.6767 | 4349.9262 | 6543.4797 | 7848.3989 | 8805.8015 | 6304.2935
NSW1 | Hydro | 3487.5179 | 2971.4326 | 4473.488 | 3538.1437 | 2974.7579 | 3055.5485 | 2855.1224 | 3426.5246 | 3439.1553 | 3304.7017 | 2932.6762 | 4174.2417 | 3460.3425 | 3139.6264 | 3061.487 | 2887.3593 | 3224.837 | 3497.6578 | 3295.2392 | 2759.2474 | 3871.61 | 3260.9399 | 2864.7098 | 2898.2536 | 2826.572
NSW1 | Hydrogen Turbine | 0 | 0 | 0 | 0 | 0 | 0 | 0 | 0 | 0 | 0 | 0 | 0 | 0 | 0 | 0 | 0 | 0 | 0 | 0 | 0 | 0 | 0 | 0 | 0 | 0
NSW1 | Wind | 10769.8392 | 11680.0238 | 15075.95 | 18801.1392 | 20261.8293 | 20952.8723 | 21113.9556 | 20834.0949 | 20620.3544 | 21678.5114 | 21897.7341 | 21023.7052 | 18728.9466 | 19666.2701 | 19404.8617 | 19044.9097 | 18923.9477 | 18299.9202 | 24778.1692 | 26390.3536 | 30937.7745 | 28158.8637 | 28160.8235 | 26418.3864 | 30973.6005
NSW1 | Solar PV | 13597.3419 | 15359.5526 | 14905.2414 | 16980.4592 | 19140.9384 | 18548.3817 | 19194.6131 | 18609.2779 | 17471.7523 | 18376.5169 | 19230.9902 | 17302.7011 | 17814.109 | 18846.6342 | 18582.8358 | 19496.998 | 18943.1553 | 18395.3502 | 19052.3401 | 18938.2066 | 16546.0197 | 18362.9089 | 19157.7718 | 17039.2568 | 16694.3429
NSW1 | Grid Battery | 317.6469 | 1119.7342 | 1597.9197 | 4425.7194 | 4866.6519 | 4654.3752 | 4833.3173 | 4777.7117 | 4686.0307 | 4785.3231 | 4874.9045 | 4811.1047 | 4870.7294 | 4826.5532 | 4599.4788 | 4738.399 | 4598.1698 | 4559.0192 | 4778.3354 | 4712.6726 | 4175.5674 | 3755.9015 | 3205.7427 | 260.0311 | 435.5153
NSW1 | PHES | 431.666 | 450.2903 | 453.4944 | 1113.8542 | 4282.5964 | 4149.2403 | 4705.0188 | 4760.5314 | 4487.4704 | 4690.3312 | 4855.1929 | 5133.9346 | 4463.0719 | 4794.9532 | 4153.9357 | 4596.3067 | 4262.0979 | 4291.1725 | 4968.9477 | 4798.9826 | 4309.8606 | 4004.9919 | 3948.469 | 4114.7632 | 4402.9075
NSW1 | VPP | 79.2011 | 91.0645 | 99.507 | 96.8081 | 133.2476 | 180.7122 | 238.8358 | 308.1053 | 374.8226 | 471.4254 | 576.0443 | 702.6949 | 838.4935 | 986.489 | 1119.4473 | 1314.213 | 1489.5839 | 1677.0443 | 1947.5887 | 2167.9142 | 2303.789 | 2660.5559 | 2833.618 | 3015.5176 | 3193.2629
NSW1 | USE / DSP | 3.6432e-06 | 0.70993 | 4.407e-06 | 132.4642 | 5.2087e-06 | 5.6791e-06 | 1.0991 | 6.7118e-06 | 6.3206e-06 | 6.3838e-06 | 7.1469e-06 | 8.156e-06 | 9.0013e-06 | 0.09501 | 1.0996e-05 | 1.2393 | 0.42242 | 0.50831 | 0.91702 | 0.037019 | 0.53102 | 0.23514 | 2.221 | 0.24302 | 0.55703
Total |  | 60611.1767 | 60324.396 | 65291.5811 | 55422.1695 | 61020.8397 | 60144.247 | 63280.2939 | 62074.9297 | 58502.7021 | 59380.4879 | 60513.2816 | 61168.8361 | 58410.7468 | 60913.0453 | 53815.1571 | 55531.6274 | 55901.147 | 56331.8415 | 62398.395 | 64376.091 | 66495.0786 | 66747.877 | 68021.755 | 62552.2535 | 64831.0519
Region | Technology | 2026-27 | 2027-28 | 2028-29 | 2029-30 | 2030-31 | 2031-32 | 2032-33 | 2033-34 | 2034-35 | 2035-36 | 2036-37 | 2037-38 | 2038-39 | 2039-40 | 2040-41 | 2041-42 | 2042-43 | 2043-44 | 2044-45 | 2045-46 | 2046-47 | 2047-48 | 2048-49 | 2049-50 | 2050-51
QLD1 | Black Coal | 38709.0388 | 39356.4207 | 39123.5692 | 11149.5942 | 13392.3003 | 13723.6568 | 14045.0072 | 13608.2916 | 12050.4307 | 11387.7763 | 11557.222 | 14240.5786 | 12853.6793 | 12670.5223 | 13650.6133 | 13550.1721 | 10176.297 | 10206.1078 | 9208.0662 | 10199.1644 | 10061.1138 | 8539.2553 | 8351.5531 | 9220.4097 | 9413.9483
QLD1 | Brown Coal | 0 | 0 | 0 | 0 | 0 | 0 | 0 | 0 | 0 | 0 | 0 | 0 | 0 | 0 | 0 | 0 | 0 | 0 | 0 | 0 | 0 | 0 | 0 | 0 | 0
QLD1 | CCGT | 911.2254 | 970.8944 | 1744.9587 | 3362.726 | 2589.1744 | 2906.2075 | 2445.2086 | 3403.2648 | 2133.6868 | 1455.3749 | 1839.0373 | 2377.742 | 3044.5816 | 2827.5533 | 3102.7031 | 3350.5227 | 4263.5442 | 4452.5122 | 3487.3343 | 2013.4091 | 6106.9955 | 6113.6456 | 5886.4065 | 5909.6892 | 4846.784
QLD1 | Gas - Steam | 0 | 0 | 0 | 0 | 0 | 0 | 0 | 0 | 0 | 0 | 0 | 0 | 0 | 0 | 0 | 0 | 0 | 0 | 0 | 0 | 0 | 0 | 0 | 0 | 0
QLD1 | OCGT / Diesel | 6.0497 | 10.4441 | 38.7363 | 635.134 | 16.0341 | 33.2634 | 84.1281 | 43.9133 | 12.774 | 50.7919 | 125.7114 | 376.4043 | 482.8554 | 819.4772 | 1063.8658 | 1090.8364 | 2597.9248 | 2897.3454 | 2239.9783 | 2900.7976 | 1656.4903 | 2067.8668 | 1813.9373 | 807.5635 | 54.0465
QLD1 | Hydro | 683.5137 | 653.6531 | 682.5218 | 670.9573 | 672.1008 | 677.137 | 628.1587 | 693.2289 | 636.2525 | 632.7738 | 653.6312 | 222.346 | 211.5231 | 200.8776 | 202.5364 | 219.1464 | 0.065611 | 0.065611 | 2.1634e-07 | 2.1511e-07 | 0.19683 | 2.1633e-07 | 0.62804 | 2.435e-07 | 7.7682e-07
QLD1 | Hydrogen Turbine | 0 | 0 | 0 | 0 | 0 | 0 | 0 | 0 | 0 | 0 | 0 | 0 | 0 | 0 | 0 | 0 | 0 | 0 | 0 | 0 | 0 | 0 | 0 | 0 | 0
QLD1 | Wind | 7180.8243 | 7470.4272 | 8369.7145 | 21842.392 | 23565.0614 | 23007.3138 | 23876.6029 | 22456.1848 | 21521.7067 | 21799.7675 | 21840.0495 | 22620.8503 | 22225.2438 | 22543.9394 | 22061.1361 | 22911.9953 | 21944.0613 | 22121.3692 | 21367.1239 | 21137.3416 | 23246.4882 | 22790.1405 | 22243.0188 | 25023.5711 | 28750.7394
QLD1 | Solar PV | 7094.9507 | 7266.8646 | 6437.301 | 9606.807 | 12229.7639 | 12775.6142 | 12702.1869 | 14252.1434 | 20543.0361 | 20004.2492 | 20483.4981 | 18695.2209 | 19692.6938 | 19243.5692 | 20591.9577 | 22219.5519 | 23105.1624 | 23819.4703 | 23757.8365 | 23997.7421 | 19686.9521 | 22116.8992 | 25551.5198 | 25507.6108 | 27340.6546
QLD1 | Grid Battery | 162.3001 | 168.2844 | 172.8511 | 1528.4975 | 1564.4414 | 1538.792 | 1604.2738 | 1594.3042 | 1583.8954 | 1597.3517 | 1607.173 | 1589.4873 | 1614.0898 | 1594.3713 | 1574.1196 | 3253.7013 | 3276.7055 | 3349.1309 | 3416.2803 | 3389.6479 | 4160.1631 | 4346.5399 | 5962.3606 | 4587.5263 | 6636.3161
QLD1 | PHES | 741.9162 | 743.7531 | 672.3699 | 666.5959 | 5297.6112 | 4870.804 | 5555.095 | 5649.1336 | 6171.5418 | 6111.863 | 6165.5776 | 6013.0773 | 6080.4628 | 6121.4527 | 5961.054 | 5974.6476 | 5838.6024 | 5818.8911 | 5944.0216 | 5877.966 | 5093.7935 | 5500.5838 | 5351.7632 | 5585.3034 | 5620.2355
QLD1 | VPP | 29.9747 | 38.7694 | 47.3652 | 49.4221 | 77.8947 | 113.3144 | 159.7476 | 208.814 | 261.8459 | 333.4087 | 412.7766 | 498.1554 | 598.0208 | 701.1199 | 814.5282 | 956.5004 | 1094.1226 | 1246.0611 | 1415.7317 | 1584.3863 | 1748.7986 | 1966.733 | 2154.2494 | 2356.8151 | 2482.1591
QLD1 | USE / DSP | 3.5901e-06 | 3.8473e-06 | 0.40718 | 422.014 | 4.8832e-06 | 5.2503e-06 | 0.30401 | 0.19938 | 0.076006 | 6.3699e-06 | 7.0521e-06 | 0.51819 | 8.7252e-06 | 0.72476 | 1.0333e-05 | 2.8564 | 0.38774 | 1.696 | 5.6451 | 0.96158 | 6.0061 | 2.8882 | 21.978 | 15.5879 | 11.438
Total |  | 55519.7936 | 56679.511 | 57289.7948 | 49934.1399 | 59404.3821 | 59646.1031 | 61100.7128 | 61909.4779 | 64915.2458 | 63373.357 | 64684.6766 | 66634.3802 | 66803.1503 | 66723.6077 | 69022.5142 | 73529.9306 | 72296.8736 | 73912.6495 | 70842.0178 | 71101.4165 | 71766.9979 | 73444.5523 | 77337.4147 | 79014.077 | 85156.3214
Region | Technology | 2026-27 | 2027-28 | 2028-29 | 2029-30 | 2030-31 | 2031-32 | 2032-33 | 2033-34 | 2034-35 | 2035-36 | 2036-37 | 2037-38 | 2038-39 | 2039-40 | 2040-41 | 2041-42 | 2042-43 | 2043-44 | 2044-45 | 2045-46 | 2046-47 | 2047-48 | 2048-49 | 2049-50 | 2050-51
VIC1 | Black Coal | 0 | 0 | 0 | 0 | 0 | 0 | 0 | 0 | 0 | 0 | 0 | 0 | 0 | 0 | 0 | 0 | 0 | 0 | 0 | 0 | 0 | 0 | 0 | 0 | 0
VIC1 | Brown Coal | 26242.2313 | 27161.1846 | 19273.9168 | 6200.9151 | 6524.4754 | 6642.8557 | 5927.6489 | 7297.892 | 6925.4081 | 6299.212 | 6430.2405 | 6788.7436 | 5089.2072 | 3969.2115 | 6253.8371 | 6561.7021 | 6601.9526 | 6864.4037 | 6477.2627 | 6120.2363 | 6689.5548 | 0 | 0 | 0 | 0
VIC1 | CCGT | 0 | 0 | 0 | 0 | 0 | 0 | 0 | 0 | 0 | 0 | 0 | 0 | 0 | 0 | 0 | 0 | 0 | 0 | 0 | 0 | 0 | 0 | 0 | 0 | 0
VIC1 | Gas - Steam | 52.8412 | 20.3113 | 125.8304 | 145.9805 | 678.3981 | 328.2579 | 1158.0658 | 614.3412 | 179.4539 | 62.8503 | 93.6738 | 177.3717 | 251.3439 | 0 | 0 | 0 | 0 | 0 | 0 | 0 | 0 | 0 | 0 | 0 | 0
VIC1 | OCGT / Diesel | 58.6936 | 11.738 | 96.5126 | 1126.6792 | 510.6968 | 416.8981 | 1200.2669 | 378.0111 | 163.043 | 86.5989 | 89.5893 | 358.6228 | 321.1321 | 554.6888 | 421.8337 | 975.4183 | 545.4315 | 1756.3625 | 1239.7042 | 2178.1423 | 1997.2881 | 2957.0139 | 4133.6587 | 4382.0436 | 6183.7059
VIC1 | Hydro | 3241.9426 | 2725.0464 | 4071.1138 | 3383.3673 | 2925.5764 | 2937.7916 | 2680.7472 | 3265.5722 | 3365.7301 | 3188.2524 | 2683.8231 | 4028.5118 | 3358.3448 | 2925.0138 | 2909.7688 | 2660.6682 | 3242.5665 | 3366.192 | 3188.9614 | 2683.9512 | 4031.0261 | 3381.8129 | 2919.7358 | 2923.1549 | 2657.2311
VIC1 | Hydrogen Turbine | 0 | 0 | 0 | 0 | 0 | 0 | 0 | 0 | 0 | 0 | 0 | 0 | 0 | 0 | 0 | 0 | 0 | 0 | 0 | 0 | 0 | 0 | 0 | 0 | 0
VIC1 | Wind | 14249.6959 | 14827.5281 | 15386.7901 | 26834.0329 | 26095.6349 | 28605.3005 | 25974.4083 | 26307.2076 | 31953.3773 | 32351.6128 | 33640.8667 | 34345.0348 | 37474.0769 | 37665.8033 | 39840.0888 | 36772.7909 | 38264.6454 | 38345.8522 | 38484.189 | 37458.6176 | 35344.9275 | 37252.6945 | 35208.6467 | 36512.4155 | 33524.1898
VIC1 | Solar PV | 2531.8525 | 2612.5064 | 2650.2456 | 5554.2769 | 5730.1767 | 5538.1929 | 5842.59 | 5651.0279 | 8724.2072 | 8399.1716 | 8898.6242 | 8001.3344 | 8348.6507 | 8361.003 | 8062.2147 | 8663.8515 | 8601.3416 | 8939.1073 | 9175.0305 | 9689.6356 | 8387.9576 | 8986.2914 | 8584.1314 | 7582.7527 | 8057.8646
VIC1 | Grid Battery | 899.5826 | 1690.1424 | 1990.6246 | 2891.0953 | 3275.6479 | 3039.7646 | 3272.2151 | 3340.5708 | 4226.3624 | 4091.7326 | 4352.8377 | 4179.2626 | 4146.3034 | 4027.4927 | 3529.8712 | 3779.086 | 3686.3455 | 3675.2116 | 3702.1958 | 3868.7931 | 3390.8131 | 2774.1441 | 2469.9345 | 1107.1489 | 1129.5702
VIC1 | PHES | 0 | 0 | 5.2023e-05 | 0.00016341 | 0.00019686 | 0.00019993 | 0.00019576 | 0.00019721 | 0.00021186 | 0.00022147 | 0.00021846 | 0.00021263 | 0.00021282 | 0.00022033 | 0.00021914 | 0.00023129 | 0.00022645 | 0.00024284 | 0.00026378 | 0.00025969 | 0.00027115 | 0.0002726 | 0.0003157 | 0.00031709 | 0.00040475
VIC1 | VPP | 37.6316 | 41.6019 | 45.2509 | 46.8336 | 78.9858 | 109.1703 | 164.8356 | 225.7268 | 295.737 | 360.7593 | 476.4718 | 575.2847 | 666.5518 | 756.8918 | 788.7283 | 1001.5925 | 1116.3573 | 1277.27 | 1462.5558 | 1682.3261 | 1792.1 | 2096.6246 | 2291.304 | 2482.257 | 2596.9633
VIC1 | USE / DSP | 3.4955e-06 | 3.7708e-06 | 4.6028e-06 | 35.0272 | 5.5853e-06 | 6.0378e-06 | 14.7429 | 7.2489e-06 | 6.3464e-06 | 6.3383e-06 | 7.0138e-06 | 8.1204e-06 | 8.7122e-06 | 1.1329 | 1.0405e-05 | 11.6118 | 0.014013 | 6.6991 | 0.74603 | 0.054017 | 2.6665 | 0.34002 | 7.398 | 0.23104 | 0.34702
Total |  | 47314.4714 | 49090.059 | 43640.2849 | 46218.2081 | 45819.5921 | 47618.2319 | 46235.521 | 47080.3498 | 55833.3192 | 54840.19 | 56666.1273 | 58454.1666 | 59655.6111 | 58261.238 | 61806.3429 | 60426.7218 | 62058.6546 | 64231.0985 | 63730.6457 | 63681.7566 | 61636.334 | 57448.9218 | 55614.8094 | 54990.0039 | 54149.8724
Region | Technology | 2026-27 | 2027-28 | 2028-29 | 2029-30 | 2030-31 | 2031-32 | 2032-33 | 2033-34 | 2034-35 | 2035-36 | 2036-37 | 2037-38 | 2038-39 | 2039-40 | 2040-41 | 2041-42 | 2042-43 | 2043-44 | 2044-45 | 2045-46 | 2046-47 | 2047-48 | 2048-49 | 2049-50 | 2050-51
SA1 | Black Coal | 0 | 0 | 0 | 0 | 0 | 0 | 0 | 0 | 0 | 0 | 0 | 0 | 0 | 0 | 0 | 0 | 0 | 0 | 0 | 0 | 0 | 0 | 0 | 0 | 0
SA1 | Brown Coal | 0 | 0 | 0 | 0 | 0 | 0 | 0 | 0 | 0 | 0 | 0 | 0 | 0 | 0 | 0 | 0 | 0 | 0 | 0 | 0 | 0 | 0 | 0 | 0 | 0
SA1 | CCGT | 868.6846 | 228.8918 | 1375.7006 | 1676.4982 | 1604.2854 | 1409.9359 | 1666.3975 | 1782.3948 | 954.425 | 378.6374 | 598.8736 | 5.819e-05 | 5.9698e-05 | 7.5798e-05 | 7.5867e-05 | 0.0007457 | 0.00078885 | 0.00080517 | 0.0007407 | 0.00078302 | 0.00078724 | 0.00079519 | 0.00077112 | 0.00077619 | 0.00077182
SA1 | Gas - Steam | 0 | 0 | 0 | 0 | 0 | 0 | 0 | 0 | 0 | 0 | 0 | 0 | 0 | 0 | 0 | 0 | 0 | 0 | 0 | 0 | 0 | 0 | 0 | 0 | 0
SA1 | OCGT / Diesel | 241.5368 | 87.5415 | 305.7927 | 1936.6843 | 913.5492 | 937.8566 | 1181.8299 | 1098.06 | 424.3008 | 145.3896 | 242.5135 | 578.7335 | 871.7573 | 918.4712 | 1002.4865 | 1199.5027 | 1416.896 | 1435.1862 | 550.5201 | 655.0048 | 599.5376 | 705.6724 | 665.2805 | 683.339 | 618.086
SA1 | Hydro | 0 | 0 | 0 | 0 | 0 | 0 | 0 | 0 | 0 | 0 | 0 | 0 | 0 | 0 | 0 | 0 | 0 | 0 | 0 | 0 | 0 | 0 | 0 | 0 | 0
SA1 | Hydrogen Turbine | 0 | 0 | 0 | 0 | 0 | 0 | 0 | 0 | 0 | 0 | 0 | 0 | 0 | 0 | 0 | 0 | 0 | 0 | 0 | 0 | 0 | 0 | 0 | 0 | 0
SA1 | Wind | 7710.6649 | 8515.6597 | 7888.7454 | 10253.6979 | 10252.79 | 10666.3221 | 9618.2466 | 9405.8559 | 8914.8774 | 9278.4537 | 8746.0541 | 8403.5932 | 8115.2025 | 7190.6883 | 7494.8204 | 7292.5263 | 8078.5406 | 6842.9036 | 7780.9464 | 7427.4148 | 9452.7254 | 10904.986 | 10782.7288 | 11234.3112 | 10821.3269
SA1 | Solar PV | 1606.2104 | 2009.1757 | 1823.3338 | 2279.2014 | 2278.0574 | 2319.7347 | 2287.0497 | 2209.7744 | 2206.5427 | 2228.8079 | 2374.7233 | 2146.8157 | 2260.5709 | 2239.0118 | 2310.072 | 2397.7669 | 2339.3448 | 5554.6544 | 6195.0268 | 6474.1718 | 5459.8111 | 5243.6282 | 4971.0614 | 4779.9219 | 5546.1348
SA1 | Grid Battery | 197.6011 | 192.5571 | 389.229 | 636.8329 | 731.7561 | 690.1663 | 743.4531 | 738.5297 | 713.2021 | 718.3435 | 753.3373 | 740.282 | 746.134 | 745.9018 | 701.4773 | 1858.5213 | 1790.163 | 1810.982 | 1865.6236 | 1899.308 | 1762.5883 | 1708.4252 | 1489.2173 | 1098.0596 | 2619.5142
SA1 | PHES | 0 | 0 | 2.213e-05 | 3.7214e-05 | 4.7918e-05 | 4.8628e-05 | 4.8115e-05 | 4.8061e-05 | 5.0462e-05 | 5.2235e-05 | 5.2057e-05 | 5.4551e-05 | 5.5096e-05 | 6.1236e-05 | 6.2321e-05 | 7.9269e-05 | 7.8084e-05 | 9.0005e-05 | 0.00010003 | 0.0001005 | 0.00010742 | 0.00011067 | 0.00012766 | 0.00012949 | 0.0001483
SA1 | VPP | 56.1757 | 55.1044 | 52.465 | 44.5356 | 58.3922 | 71.1825 | 91.4589 | 107.7762 | 124.7614 | 151.4818 | 179.3449 | 206.6633 | 239.2881 | 268.5613 | 298.1064 | 346.0731 | 384.2523 | 426.5913 | 483.1225 | 535.5483 | 582.3098 | 634.9448 | 685.3998 | 726.1679 | 771.3969
SA1 | USE / DSP | 0.10967 | 0.084004 | 4.7973e-06 | 260.0792 | 5.628e-06 | 6.077e-06 | 1.631 | 7.3644e-06 | 6.6633e-06 | 0.14272 | 0.14797 | 2.6462 | 1.1014 | 3.529 | 0.65241 | 2.5704 | 0.65922 | 12.2381 | 5.8429 | 8.6419 | 4.4958 | 8.3403 | 10.6986 | 14.2542 | 8.223
Total |  | 10680.9831 | 11089.0141 | 11835.2665 | 17087.5295 | 15838.8304 | 16095.1982 | 15590.0668 | 15342.3911 | 13338.1094 | 12901.2568 | 12894.9946 | 12078.734 | 12234.0542 | 11366.1637 | 11807.6151 | 13096.9616 | 14009.8568 | 16082.5565 | 16881.0832 | 17000.0905 | 17861.469 | 19205.9979 | 18604.3873 | 18536.0548 | 20384.6828
Region | Technology | 2026-27 | 2027-28 | 2028-29 | 2029-30 | 2030-31 | 2031-32 | 2032-33 | 2033-34 | 2034-35 | 2035-36 | 2036-37 | 2037-38 | 2038-39 | 2039-40 | 2040-41 | 2041-42 | 2042-43 | 2043-44 | 2044-45 | 2045-46 | 2046-47 | 2047-48 | 2048-49 | 2049-50 | 2050-51
TAS1 | Black Coal | 0 | 0 | 0 | 0 | 0 | 0 | 0 | 0 | 0 | 0 | 0 | 0 | 0 | 0 | 0 | 0 | 0 | 0 | 0 | 0 | 0 | 0 | 0 | 0 | 0
TAS1 | Brown Coal | 0 | 0 | 0 | 0 | 0 | 0 | 0 | 0 | 0 | 0 | 0 | 0 | 0 | 0 | 0 | 0 | 0 | 0 | 0 | 0 | 0 | 0 | 0 | 0 | 0
TAS1 | CCGT | 5.7584e-06 | 5.7844e-06 | 5.8026e-06 | 4.4741e-06 | 1.4499e-05 | 1.4782e-05 | 1.6273e-05 | 1.7051e-05 | 1.85e-05 | 1.9516e-05 | 2.047e-05 | 2.2283e-05 | 2.4147e-05 | 2.5656e-05 | 2.6829e-05 | 2.9265e-05 | 3.0435e-05 | 3.2174e-05 | 3.4152e-05 | 3.6678e-05 | 3.9112e-05 | 4.1842e-05 | 4.405e-05 | 4.6839e-05 | 5.0505e-05
TAS1 | Gas - Steam | 0 | 0 | 0 | 0 | 0 | 0 | 0 | 0 | 0 | 0 | 0 | 0 | 0 | 0 | 0 | 0 | 0 | 0 | 0 | 0 | 0 | 0 | 0 | 0 | 0
TAS1 | OCGT / Diesel | 1.1345e-05 | 1.1744e-05 | 1.2908e-05 | 2.4933e-06 | 1.5649e-05 | 1.5803e-05 | 1.7473e-05 | 1.8208e-05 | 1.9793e-05 | 2.0521e-05 | 2.137e-05 | 2.3644e-05 | 2.5354e-05 | 2.7306e-05 | 2.0515e-05 | 2.193e-05 | 2.3306e-05 | 2.485e-05 | 2.6213e-05 | 2.7305e-05 | 2.9837e-05 | 3.2252e-05 | 3.3681e-05 | 3.5658e-05 | 2.598e-05
TAS1 | Hydro | 6907.8403 | 6157.9569 | 6693.3109 | 5883.7264 | 6438.629 | 6147.008 | 7000.2293 | 7132.1864 | 6297.7558 | 5512.772 | 5652.0871 | 6131.7273 | 5853.5589 | 5684.3413 | 5252.3283 | 5789.5638 | 6032.2452 | 5969.7 | 5738.8654 | 5808.0173 | 6141.0662 | 6011.1568 | 6069.2041 | 5925.6508 | 6198.1387
TAS1 | Hydrogen Turbine | 0 | 0 | 0 | 0 | 0 | 0 | 0 | 0 | 0 | 0 | 0 | 0 | 0 | 0 | 0 | 0 | 0 | 0 | 0 | 0 | 0 | 0 | 0 | 0 | 0
TAS1 | Wind | 3003.4979 | 4279.8916 | 4464.5688 | 4830.2337 | 4659.7219 | 4920.6948 | 4860.4676 | 4828.3307 | 5044.3906 | 5022.238 | 5280.3826 | 5253.6924 | 5280.6701 | 5036.6291 | 5120.7144 | 5014.8509 | 4931.3409 | 5114.9666 | 4992.4891 | 5258.9232 | 5250.9781 | 5267.9556 | 5016.2786 | 5080.1886 | 4274.441
TAS1 | Solar PV | 1.4719e-05 | 1.8398e-05 | 1.9864e-05 | 3.1513e-05 | 3.2877e-05 | 3.8082e-05 | 4.2726e-05 | 5.0431e-05 | 4.6851e-05 | 4.885e-05 | 4.9121e-05 | 4.3853e-05 | 4.7759e-05 | 6.6331e-05 | 6.246e-05 | 6.7873e-05 | 8.0541e-05 | 7.8156e-05 | 8.3453e-05 | 8.5824e-05 | 7.8484e-05 | 8.8697e-05 | 9.5612e-05 | 9.1715e-05 | 0.00010049
TAS1 | Grid Battery | 0.00043207 | 0.00045844 | 0.00045802 | 0.00046576 | 0.00046841 | 0.00047544 | 0.00047813 | 0.00048946 | 0.00052414 | 0.00057502 | 0.00062467 | 0.00068103 | 0.00074085 | 0.0008688 | 0.00093488 | 0.001014 | 0.0010824 | 0.001175 | 0.0012658 | 0.0013557 | 0.0014485 | 0.0015634 | 0.0016833 | 0.001809 | 0.0019357
TAS1 | PHES | 0 | 0 | 0.00013203 | 0.00013368 | 0.00015572 | 0.00016656 | 0.00018601 | 0.00019879 | 0.00021451 | 0.00023263 | 0.00024758 | 0.00026369 | 0.00028315 | 0.00030543 | 0.00032593 | 0.0003479 | 0.0003718 | 0.00039941 | 0.00042798 | 0.00045662 | 0.00048725 | 0.00052406 | 0.0005613 | 0.00060137 | 0.00064488
TAS1 | VPP | 1.7141 | 2.213 | 2.1064 | 3.6906 | 5.2481 | 6.437 | 7.7241 | 8.9056 | 12.0773 | 15.9763 | 19.7741 | 20.1275 | 25.6852 | 29.6351 | 36.7563 | 44.0452 | 51.2094 | 53.1283 | 65.7576 | 74.0379 | 73.5127 | 85.8401 | 95.8525 | 114.1938 | 111.4212
TAS1 | USE / DSP | 1.1446e-06 | 1.2282e-06 | 1.311e-06 | 1.3996e-06 | 1.4971e-06 | 1.6069e-06 | 1.7161e-06 | 1.8343e-06 | 1.9592e-06 | 2.0987e-06 | 2.2402e-06 | 2.3972e-06 | 2.5633e-06 | 2.7475e-06 | 2.9294e-06 | 3.1352e-06 | 3.3549e-06 | 3.598e-06 | 3.8357e-06 | 4.1054e-06 | 4.3924e-06 | 4.7106e-06 | 5.0226e-06 | 5.3713e-06 | 5.7473e-06
Total |  | 9913.0528 | 10440.0621 | 11159.9868 | 10717.6514 | 11103.5997 | 11074.1405 | 11868.4217 | 11969.4234 | 11354.2246 | 10550.9872 | 10952.2448 | 11405.5483 | 11159.9154 | 10750.6068 | 10409.8004 | 10848.4614 | 11014.7971 | 11137.7966 | 10797.114 | 11140.9804 | 11465.5591 | 11364.9547 | 11181.3376 | 11120.0359 | 10584.0037
Explicitly modelled pumping
Region | Technology | 2026-27 | 2027-28 | 2028-29 | 2029-30 | 2030-31 | 2031-32 | 2032-33 | 2033-34 | 2034-35 | 2035-36 | 2036-37 | 2037-38 | 2038-39 | 2039-40 | 2040-41 | 2041-42 | 2042-43 | 2043-44 | 2044-45 | 2045-46 | 2046-47 | 2047-48 | 2048-49 | 2049-50 | 2050-51
NEM | Grid Battery Pump | 1856.6884 | 3765.3957 | 4936.4093 | 11350.9194 | 12517.9627 | 11894.6156 | 12533.1588 | 12513.0063 | 13441.4949 | 13395.7669 | 13880.142 | 13567.4962 | 13655.4338 | 13378.0922 | 12503.5073 | 16313.8471 | 16033.8871 | 16050.5256 | 16504.8035 | 16680.4082 | 16150.0876 | 15133.468 | 15762.4769 | 8472.3886 | 12993.7488
NEM | PHES Pump | 3471.6804 | 3584.2111 | 3767.716 | 4101.2822 | 14544.9949 | 13780.465 | 15211.1301 | 15402.246 | 15826.0651 | 16046.0642 | 16972.5376 | 16363.1199 | 15785.9168 | 16074.0712 | 15176.85 | 15614.23 | 15070.86 | 14848.3272 | 16220.5673 | 16085.4239 | 13814.0611 | 13785.1892 | 14006.9465 | 14289.8778 | 14786.195
NEM | VPP Pump | 240.3319 | 269.6413 | 290.4258 | 283.1716 | 416.4822 | 566.0095 | 779.5934 | 1010.5373 | 1259.3736 | 1567.0765 | 1957.7878 | 2358.2419 | 2790.6375 | 3220.1779 | 3605.7834 | 4301.3691 | 4870.1402 | 5502.8638 | 6320.4784 | 7128.2991 | 7632.6841 | 8768.3796 | 9471.9465 | 10235.3257 | 10763.6326
Region | Technology | 2026-27 | 2027-28 | 2028-29 | 2029-30 | 2030-31 | 2031-32 | 2032-33 | 2033-34 | 2034-35 | 2035-36 | 2036-37 | 2037-38 | 2038-39 | 2039-40 | 2040-41 | 2041-42 | 2042-43 | 2043-44 | 2044-45 | 2045-46 | 2046-47 | 2047-48 | 2048-49 | 2049-50 | 2050-51
NSW1 | Grid Battery Pump | 373.0555 | 1341.8384 | 1920.2306 | 5319.2761 | 5861.6868 | 5593.8727 | 5819.015 | 5745.0171 | 5645.2194 | 5750.8676 | 5866.084 | 5792.7106 | 5871.6678 | 5793.4581 | 5551.2391 | 5684.7686 | 5534.5003 | 5483.8992 | 5749.7005 | 5687.5377 | 5006.849 | 4520.9994 | 3851.8925 | 305.9189 | 517.2564
NSW1 | PHES Pump | 2400.6025 | 2509.0948 | 2792.6385 | 3140.8457 | 7508.206 | 7269.5764 | 7865.1959 | 7915.4437 | 7624.0323 | 7944.2733 | 8773.3053 | 8371.5456 | 7732.5014 | 7952.1649 | 7215.724 | 7686.6899 | 7328.5557 | 7148.6352 | 8320.6213 | 8228.4387 | 7101.9652 | 6494.6046 | 6868.3643 | 6886.2884 | 7386.4473
NSW1 | VPP Pump | 92.9736 | 107.3741 | 117.1115 | 113.6128 | 157.0351 | 212.3473 | 281.0969 | 362.3604 | 441.7716 | 553.8394 | 677.6957 | 827.3098 | 988.2904 | 1158.1576 | 1320.7555 | 1542.413 | 1752.4665 | 1973.0144 | 2291.2661 | 2557.6386 | 2703.2366 | 3131.9999 | 3331.7714 | 3547.6783 | 3756.7798
Region | Technology | 2026-27 | 2027-28 | 2028-29 | 2029-30 | 2030-31 | 2031-32 | 2032-33 | 2033-34 | 2034-35 | 2035-36 | 2036-37 | 2037-38 | 2038-39 | 2039-40 | 2040-41 | 2041-42 | 2042-43 | 2043-44 | 2044-45 | 2045-46 | 2046-47 | 2047-48 | 2048-49 | 2049-50 | 2050-51
QLD1 | Grid Battery Pump | 191.1668 | 198.736 | 204.6078 | 1837.5358 | 1881.2112 | 1855.371 | 1924.1627 | 1917.3041 | 1906.3312 | 1921.6354 | 1930.9768 | 1915.777 | 1938.9789 | 1915.668 | 1895.1564 | 3916.8278 | 3945.2194 | 4031.476 | 4110.7918 | 4083.7135 | 5010.4417 | 5229.9009 | 7182.0573 | 5529.6255 | 7985.524
QLD1 | PHES Pump | 1071.0779 | 1075.1163 | 975.0772 | 960.436 | 7036.7884 | 6510.8881 | 7345.9337 | 7486.8018 | 8202.0322 | 8101.7903 | 8199.2316 | 7991.5736 | 8053.4146 | 8121.9056 | 7961.1253 | 7927.5392 | 7742.3034 | 7699.6911 | 7899.9449 | 7856.9841 | 6712.0947 | 7290.5834 | 7138.5809 | 7403.588 | 7399.7462
QLD1 | VPP Pump | 35.1968 | 45.6135 | 55.8499 | 58.0189 | 91.643 | 133.6503 | 187.6048 | 245.6671 | 308.2206 | 392.4334 | 485.2788 | 587.3158 | 703.2595 | 823.9095 | 958.7868 | 1125.9793 | 1286.8641 | 1466.6116 | 1664.1082 | 1866.052 | 2057.7425 | 2311.6609 | 2535.4795 | 2775.1968 | 2916.4448
Region | Technology | 2026-27 | 2027-28 | 2028-29 | 2029-30 | 2030-31 | 2031-32 | 2032-33 | 2033-34 | 2034-35 | 2035-36 | 2036-37 | 2037-38 | 2038-39 | 2039-40 | 2040-41 | 2041-42 | 2042-43 | 2043-44 | 2044-45 | 2045-46 | 2046-47 | 2047-48 | 2048-49 | 2049-50 | 2050-51
VIC1 | Grid Battery Pump | 1058.3434 | 1995.5085 | 2344.9154 | 3430.7044 | 3895.8221 | 3617.0383 | 3896.2763 | 3964.5778 | 5033.1418 | 4860.1393 | 5178.2141 | 4969.6528 | 4946.0903 | 4775.069 | 4211.8354 | 4477.9375 | 4397.8859 | 4354.973 | 4398.7541 | 4615.4194 | 4016.8664 | 3318.814 | 2941.1007 | 1312.6954 | 1336.635
VIC1 | PHES Pump | 0 | 0 | 6.9008e-05 | 0.00021515 | 0.00025835 | 0.00026376 | 0.00025761 | 0.00025947 | 0.0002788 | 0.00029141 | 0.00028846 | 0.00027859 | 0.00028026 | 0.00028907 | 0.0002908 | 0.0003024 | 0.00029905 | 0.00031843 | 0.00034673 | 0.00034439 | 0.00035398 | 0.00036121 | 0.00041313 | 0.00041936 | 0.00053001
VIC1 | VPP Pump | 44.1941 | 49.0749 | 53.2644 | 54.9439 | 92.9271 | 128.6991 | 194.1508 | 265.291 | 348.3869 | 423.7689 | 560.5601 | 676.8153 | 786.6029 | 888.045 | 931.2803 | 1174.9994 | 1317.8399 | 1499.2697 | 1719.6124 | 1985.669 | 2101.92 | 2474.6181 | 2687.6838 | 2923.0674 | 3052.5139
Region | Technology | 2026-27 | 2027-28 | 2028-29 | 2029-30 | 2030-31 | 2031-32 | 2032-33 | 2033-34 | 2034-35 | 2035-36 | 2036-37 | 2037-38 | 2038-39 | 2039-40 | 2040-41 | 2041-42 | 2042-43 | 2043-44 | 2044-45 | 2045-46 | 2046-47 | 2047-48 | 2048-49 | 2049-50 | 2050-51
SA1 | Grid Battery Pump | 234.1222 | 229.3121 | 466.655 | 763.4026 | 879.2421 | 828.333 | 893.7042 | 886.1068 | 856.8018 | 863.124 | 904.8663 | 889.355 | 898.6958 | 893.8961 | 845.2753 | 2234.312 | 2156.2801 | 2180.176 | 2245.5557 | 2293.7359 | 2115.9289 | 2063.7518 | 1787.4243 | 1324.1467 | 3154.3311
SA1 | PHES Pump | 0 | 0 | 2.9256e-05 | 4.8863e-05 | 6.313e-05 | 6.3972e-05 | 6.3354e-05 | 6.3191e-05 | 6.6411e-05 | 6.8758e-05 | 6.8531e-05 | 7.1729e-05 | 7.2528e-05 | 8.0462e-05 | 8.2289e-05 | 0.00010413 | 0.00010284 | 0.00011832 | 0.00013163 | 0.00013264 | 0.0001408 | 0.00014616 | 0.00016739 | 0.00017078 | 0.00019471
SA1 | VPP Pump | 65.956 | 64.9724 | 61.7244 | 52.251 | 68.7063 | 83.7384 | 107.6515 | 126.7444 | 146.7798 | 178.2416 | 210.9865 | 243.1214 | 282.2715 | 315.2008 | 351.7062 | 406.1612 | 452.7253 | 501.4623 | 568.1363 | 631.7943 | 683.3369 | 749.1011 | 804.2544 | 855.0106 | 906.8376
Region | Technology | 2026-27 | 2027-28 | 2028-29 | 2029-30 | 2030-31 | 2031-32 | 2032-33 | 2033-34 | 2034-35 | 2035-36 | 2036-37 | 2037-38 | 2038-39 | 2039-40 | 2040-41 | 2041-42 | 2042-43 | 2043-44 | 2044-45 | 2045-46 | 2046-47 | 2047-48 | 2048-49 | 2049-50 | 2050-51
TAS1 | Grid Battery Pump | 0.00051358 | 0.00054479 | 0.00054428 | 0.00055349 | 0.00055662 | 0.000565 | 0.00056826 | 0.00058176 | 0.00062297 | 0.00068344 | 0.00074246 | 0.00080943 | 0.00088057 | 0.0010326 | 0.0011112 | 0.0012052 | 0.0012866 | 0.0013966 | 0.0015044 | 0.0016115 | 0.0017217 | 0.0018583 | 0.0020008 | 0.0021503 | 0.0023003
TAS1 | PHES Pump | 0 | 0 | 0.00017433 | 0.00017599 | 0.00020492 | 0.00021926 | 0.00024485 | 0.00026161 | 0.00028238 | 0.00030609 | 0.00032593 | 0.000347 | 0.00037266 | 0.00040182 | 0.00042929 | 0.00045771 | 0.00048936 | 0.00052565 | 0.0005631 | 0.00060119 | 0.00064104 | 0.00068993 | 0.00073851 | 0.00079181 | 0.00084683
TAS1 | VPP Pump | 2.0114 | 2.6065 | 2.4757 | 4.3451 | 6.1707 | 7.5744 | 9.0893 | 10.4745 | 14.2146 | 18.7932 | 23.2667 | 23.6795 | 30.2131 | 34.8649 | 43.2545 | 51.8162 | 60.2444 | 62.5058 | 77.3554 | 87.1452 | 86.448 | 100.9996 | 112.7574 | 134.3726 | 131.0565

## BaseCase_Capacity
Installed capacity by technology (MW) - BaseCase, Progressive Change Scenario
Capacity calculated on 1 July. In early study years some wind and solar projects enter later in the financial year and are therefore reflected in the following financial year's capacity.
Non-scheduled generation including Distributed PV is not shown.
Region | Technology | 2026-27 | 2027-28 | 2028-29 | 2029-30 | 2030-31 | 2031-32 | 2032-33 | 2033-34 | 2034-35 | 2035-36 | 2036-37 | 2037-38 | 2038-39 | 2039-40 | 2040-41 | 2041-42 | 2042-43 | 2043-44 | 2044-45 | 2045-46 | 2046-47 | 2047-48 | 2048-49 | 2049-50 | 2050-51
NEM | Black Coal | 16456 | 16456 | 12922.6574 | 4029.59 | 4029.59 | 4029.59 | 4029.59 | 3992.7175 | 3992.7175 | 3992.7175 | 3992.7175 | 3992.7175 | 3992.7175 | 3992.7175 | 2602.7175 | 2602.7175 | 1858.7175 | 1858.7175 | 1802.0053 | 1802.0052 | 1692 | 1692 | 1692 | 1692 | 1692
NEM | Brown Coal | 4835 | 4835 | 3385 | 1171.596 | 1171.596 | 1171.596 | 1171.596 | 1171.596 | 1171.596 | 1160 | 1160 | 1160 | 1160 | 1160 | 1160 | 1160 | 1160 | 1160 | 1160 | 1160 | 1160 | 0 | 0 | 0 | 0
NEM | CCGT | 2954.9 | 2954.9 | 2774.9 | 2774.9 | 2774.9 | 2774.9 | 2774.9 | 2774.9 | 2774.9 | 2774.9 | 2389.9 | 1860.9 | 1860.9 | 1716.5 | 1716.5 | 1716.5001 | 1716.5001 | 1276.5001 | 1276.5001 | 632.0001 | 1261.4803 | 1261.4803 | 1261.4803 | 1261.4803 | 873.4803
NEM | Gas - Steam | 500 | 500 | 500 | 500 | 500 | 500 | 500 | 500 | 500 | 500 | 500 | 500 | 500 | 0 | 0 | 0 | 0 | 0 | 0 | 0 | 0 | 0 | 0 | 0 | 0
NEM | OCGT / Diesel | 8736.159 | 8736.159 | 8599.659 | 8599.659 | 8353.659 | 8353.659 | 8076.799 | 7483.299 | 7366.299 | 7286.299 | 7286.299 | 7286.299 | 7286.299 | 6846.299 | 6726.299 | 6726.2994 | 6632.2994 | 8167.6143 | 8261.7966 | 8261.7966 | 7558.7968 | 6974.7968 | 9653.2189 | 9134.2189 | 10083.6632
NEM | Hydro | 7365.42 | 7365.42 | 7365.42 | 7365.42 | 7365.42 | 7365.42 | 7365.42 | 7365.42 | 7365.42 | 7365.42 | 7365.42 | 7365.42 | 7365.42 | 7365.42 | 7365.42 | 7365.42 | 7365.42 | 7365.42 | 7365.42 | 7365.42 | 7365.42 | 7365.42 | 7365.42 | 7365.42 | 7365.42
NEM | Hydrogen Turbine | 0 | 0 | 0 | 0 | 0 | 0 | 0 | 0 | 0 | 0 | 0 | 0 | 0 | 0 | 0 | 0 | 0 | 0 | 0 | 0 | 0 | 0 | 0 | 0 | 0
NEM | Wind | 15253.9518 | 15940.1872 | 18624.8111 | 29993.9721 | 29995.1575 | 30024.0928 | 30143.7783 | 30131.7636 | 32626.9359 | 32478.7213 | 32466.62 | 33519.1053 | 33857.3109 | 34650.296 | 33962.496 | 33855.8031 | 34051.6359 | 33023.5781 | 33956.5111 | 33611.4334 | 36454.7754 | 37157.7163 | 36611.9163 | 37143.3119 | 39262.2845
NEM | Solar PV | 13884.1179 | 15179.8437 | 15179.8437 | 18846.2066 | 18846.2068 | 18840.0866 | 18840.0866 | 19718.8703 | 26880.5751 | 26880.5751 | 26759.5751 | 26709.5751 | 26709.5751 | 26709.5751 | 26709.5751 | 26643.2751 | 26347.7501 | 27638.7351 | 27714.8759 | 27597.209 | 26956.5405 | 28190.2314 | 29975.2091 | 28573.8807 | 27891.375
NEM | Grid Battery | 1952.1806 | 2921.3997 | 3571.3997 | 6612.9166 | 6582.9166 | 6582.9166 | 6582.9166 | 6527.5866 | 9991.726 | 9991.726 | 9941.7261 | 9941.7261 | 9941.7261 | 9941.7261 | 9941.7261 | 10872.4535 | 10872.4535 | 10666.0625 | 10666.0626 | 10656.0627 | 10910.2516 | 9941.0329 | 10018.7137 | 6957.1974 | 8753.3308
NEM | PHES | 1060 | 1060 | 1060 | 1060 | 5098 | 5098 | 5098 | 5098 | 5098 | 5098 | 5098 | 5098 | 5098 | 5098 | 5098 | 5098 | 5098 | 5098 | 5098 | 5098 | 5098 | 5098 | 5098 | 5098 | 5098.0001
NEM | VPP | 332.94 | 383.48 | 428.86 | 483.47 | 574.26 | 684.01 | 812.39 | 958.89 | 1114.57 | 1287.96 | 1491.45 | 1724.7 | 1984.15 | 2264.75 | 2584.75 | 2929.14 | 3299.72 | 3691.47 | 4125.13 | 4583.87 | 5079.9001 | 5604.25 | 6168.3799 | 6763.6701 | 7093.5899
Total |  | 73330.6692 | 76332.3895 | 74412.5508 | 81437.7302 | 85291.7058 | 85424.271 | 85395.4764 | 85723.0429 | 98882.7395 | 98816.3189 | 98451.7075 | 99158.4428 | 99756.0984 | 99745.2835 | 97867.4835 | 98969.6086 | 98402.4964 | 99946.0976 | 101426.3017 | 100767.7968 | 103537.1647 | 103284.9277 | 107844.3383 | 103989.1795 | 108113.1438
Region | Technology | 2026-27 | 2027-28 | 2028-29 | 2029-30 | 2030-31 | 2031-32 | 2032-33 | 2033-34 | 2034-35 | 2035-36 | 2036-37 | 2037-38 | 2038-39 | 2039-40 | 2040-41 | 2041-42 | 2042-43 | 2043-44 | 2044-45 | 2045-46 | 2046-47 | 2047-48 | 2048-49 | 2049-50 | 2050-51
NSW1 | Black Coal | 8330 | 8330 | 5450 | 1426.8725 | 1426.8725 | 1426.8725 | 1426.8725 | 1390 | 1390 | 1390 | 1390 | 1390 | 1390 | 1390 | 0 | 0 | 0 | 0 | 0 | 0 | 0 | 0 | 0 | 0 | 0
NSW1 | Brown Coal | 0 | 0 | 0 | 0 | 0 | 0 | 0 | 0 | 0 | 0 | 0 | 0 | 0 | 0 | 0 | 0 | 0 | 0 | 0 | 0 | 0 | 0 | 0 | 0 | 0
NSW1 | CCGT | 440 | 440 | 440 | 440 | 440 | 440 | 440 | 440 | 440 | 440 | 440 | 440 | 440 | 440 | 440 | 440 | 440 | 0 | 0 | 0 | 0 | 0 | 0 | 0 | 0
NSW1 | Gas - Steam | 0 | 0 | 0 | 0 | 0 | 0 | 0 | 0 | 0 | 0 | 0 | 0 | 0 | 0 | 0 | 0 | 0 | 0 | 0 | 0 | 0 | 0 | 0 | 0 | 0
NSW1 | OCGT / Diesel | 2638.999 | 2638.999 | 2638.999 | 2638.999 | 2638.999 | 2638.999 | 2638.999 | 2638.999 | 2638.999 | 2638.999 | 2638.999 | 2638.999 | 2638.999 | 2638.999 | 2638.999 | 2638.9991 | 2638.9991 | 3622.7054 | 3291.2349 | 3291.2349 | 3291.2349 | 3291.2349 | 4514.4983 | 4514.4983 | 4521.211
NSW1 | Hydro | 2525 | 2525 | 2525 | 2525 | 2525 | 2525 | 2525 | 2525 | 2525 | 2525 | 2525 | 2525 | 2525 | 2525 | 2525 | 2525 | 2525 | 2525 | 2525 | 2525 | 2525 | 2525 | 2525 | 2525 | 2525
NSW1 | Hydrogen Turbine | 0 | 0 | 0 | 0 | 0 | 0 | 0 | 0 | 0 | 0 | 0 | 0 | 0 | 0 | 0 | 0 | 0 | 0 | 0 | 0 | 0 | 0 | 0 | 0 | 0
NSW1 | Wind | 3750.72 | 4153.5515 | 5759.3415 | 7313.5093 | 7313.5093 | 7313.5093 | 7313.5093 | 7313.5093 | 7313.5093 | 7313.5093 | 7267.0093 | 7267.0093 | 7064.5293 | 7064.5293 | 6704.0293 | 6517.7294 | 6518.5768 | 6208.6961 | 8010.076 | 8597.3441 | 10071.8326 | 10140.2537 | 9744.2537 | 9631.0643 | 10880.349
NSW1 | Solar PV | 7250.1399 | 8545.8657 | 8545.8657 | 8545.8657 | 8545.8657 | 8545.8657 | 8545.8657 | 8545.8657 | 8545.8657 | 8545.8657 | 8545.8657 | 8545.8657 | 8545.8657 | 8545.8657 | 8545.8657 | 8545.8657 | 8393.3407 | 8170.0407 | 8170.0407 | 8133.9607 | 8157.6462 | 8969.5279 | 8919.5279 | 8325.328 | 7758.57
NSW1 | Grid Battery | 262 | 587.0005 | 791.1507 | 2262.0004 | 2262.0004 | 2262.0004 | 2262.0004 | 2262.0004 | 2262.0004 | 2262.0004 | 2212.0004 | 2212.0004 | 2212.0004 | 2212.0004 | 2212.0004 | 2212.0005 | 2212.0005 | 2212.0005 | 2212.0006 | 2212.0006 | 2212.0005 | 1887.0004 | 1682.8505 | 212.0011 | 296.4065
NSW1 | PHES | 240 | 240 | 240 | 240 | 2280 | 2280 | 2280 | 2280 | 2280 | 2280 | 2280 | 2280 | 2280 | 2280 | 2280 | 2280 | 2280 | 2280 | 2280 | 2280 | 2280 | 2280 | 2280 | 2280 | 2280.0001
NSW1 | VPP | 132.65 | 149.55 | 164.04 | 181.38 | 210.85 | 246.63 | 288.02 | 335.81 | 382.45 | 435.41 | 499.45 | 577.34 | 663.69 | 758.33 | 863.82 | 977.98 | 1100.16 | 1230.46 | 1373.55 | 1525.95 | 1688.98 | 1863.03 | 2049.05 | 2246.63 | 2355.64
Total |  | 25569.5089 | 27609.9667 | 26554.3968 | 25573.627 | 27643.097 | 27678.877 | 27720.267 | 27731.1845 | 27777.8245 | 27830.7845 | 27798.3245 | 27876.2145 | 27760.0845 | 27854.7245 | 26209.7144 | 26137.5747 | 26108.0771 | 26248.9028 | 27861.9022 | 28565.4902 | 30226.6943 | 30956.0469 | 31715.1804 | 29734.5217 | 30617.1766
Region | Technology | 2026-27 | 2027-28 | 2028-29 | 2029-30 | 2030-31 | 2031-32 | 2032-33 | 2033-34 | 2034-35 | 2035-36 | 2036-37 | 2037-38 | 2038-39 | 2039-40 | 2040-41 | 2041-42 | 2042-43 | 2043-44 | 2044-45 | 2045-46 | 2046-47 | 2047-48 | 2048-49 | 2049-50 | 2050-51
QLD1 | Black Coal | 8126 | 8126 | 7472.6574 | 2602.7175 | 2602.7175 | 2602.7175 | 2602.7175 | 2602.7175 | 2602.7175 | 2602.7175 | 2602.7175 | 2602.7175 | 2602.7175 | 2602.7175 | 2602.7175 | 2602.7175 | 1858.7175 | 1858.7175 | 1802.0053 | 1802.0052 | 1692 | 1692 | 1692 | 1692 | 1692
QLD1 | Brown Coal | 0 | 0 | 0 | 0 | 0 | 0 | 0 | 0 | 0 | 0 | 0 | 0 | 0 | 0 | 0 | 0 | 0 | 0 | 0 | 0 | 0 | 0 | 0 | 0 | 0
QLD1 | CCGT | 1597.9 | 1597.9 | 1597.9 | 1597.9 | 1597.9 | 1597.9 | 1597.9 | 1597.9 | 1597.9 | 1597.9 | 1212.9 | 1212.9 | 1212.9 | 1068.5 | 1068.5 | 1068.5 | 1068.5 | 1068.5 | 1068.5 | 424 | 1053.4802 | 1053.4802 | 1053.4802 | 1053.4802 | 873.4802
QLD1 | Gas - Steam | 0 | 0 | 0 | 0 | 0 | 0 | 0 | 0 | 0 | 0 | 0 | 0 | 0 | 0 | 0 | 0 | 0 | 0 | 0 | 0 | 0 | 0 | 0 | 0 | 0
QLD1 | OCGT / Diesel | 2354.5 | 2354.5 | 2354.5 | 2354.5 | 2354.5 | 2354.5 | 2354.5 | 1931 | 1814 | 1814 | 1814 | 1814 | 1814 | 1814 | 1814 | 1814 | 1814 | 1814 | 1814 | 1814 | 1265.0002 | 1265.0002 | 1963.16 | 1444.16 | 1098.16
QLD1 | Hydro | 152.4 | 152.4 | 152.4 | 152.4 | 152.4 | 152.4 | 152.4 | 152.4 | 152.4 | 152.4 | 152.4 | 152.4 | 152.4 | 152.4 | 152.4 | 152.4 | 152.4 | 152.4 | 152.4 | 152.4 | 152.4 | 152.4 | 152.4 | 152.4 | 152.4
QLD1 | Hydrogen Turbine | 0 | 0 | 0 | 0 | 0 | 0 | 0 | 0 | 0 | 0 | 0 | 0 | 0 | 0 | 0 | 0 | 0 | 0 | 0 | 0 | 0 | 0 | 0 | 0 | 0
QLD1 | Wind | 2624.408 | 2624.408 | 2919.8381 | 8137.2726 | 8137.2726 | 8137.2726 | 8137.2726 | 8137.2726 | 8137.2726 | 8137.2726 | 8137.2726 | 8137.2726 | 8137.2726 | 8137.2726 | 8137.2726 | 8137.2726 | 8137.2726 | 7956.7554 | 7503.8655 | 7503.8655 | 8006.2436 | 8006.2436 | 7856.4436 | 9113.8662 | 10348.4346
QLD1 | Solar PV | 4013.785 | 4013.785 | 4013.785 | 5920.8211 | 5920.8211 | 5920.8211 | 5920.8211 | 6799.6048 | 12131.7676 | 12131.7676 | 12010.7676 | 11960.7676 | 11960.7676 | 11960.7676 | 11960.7676 | 11960.7676 | 11817.7676 | 11650.7676 | 11505.3076 | 11473.2036 | 10808.8496 | 11309.8586 | 13302.8163 | 13001.1378 | 12842.5408
QLD1 | Grid Battery | 258 | 258.0025 | 258.0046 | 871.1951 | 871.1951 | 871.1951 | 871.1951 | 871.1951 | 871.1951 | 871.1951 | 871.1951 | 871.1951 | 871.1951 | 871.1951 | 871.1951 | 1571.265 | 1571.2651 | 1622.8739 | 1622.8739 | 1622.8739 | 2047.843 | 2047.8405 | 2826.3184 | 2213.1279 | 3120.3569
QLD1 | PHES | 820 | 820 | 820 | 820 | 2818 | 2818 | 2818 | 2818 | 2818 | 2818 | 2818 | 2818 | 2818 | 2818 | 2818 | 2818 | 2818 | 2818 | 2818 | 2818 | 2818 | 2818 | 2818 | 2818 | 2818
QLD1 | VPP | 51.83 | 64.26 | 76.2 | 90.88 | 112.7 | 140.23 | 171.67 | 208.29 | 249.41 | 295.69 | 348.78 | 407.2 | 471.64 | 541.99 | 622.48 | 711.03 | 804.72 | 904.62 | 1014.77 | 1132.37 | 1260.21 | 1395.14 | 1539.57 | 1693.1801 | 1779.4399
Total |  | 19998.823 | 20011.2555 | 19665.2851 | 22547.6862 | 24567.5062 | 24595.0362 | 24626.4762 | 25118.3799 | 30374.6627 | 30420.9427 | 29968.0327 | 29976.4527 | 30040.8927 | 29966.8427 | 30047.3327 | 30835.9527 | 30042.6427 | 29846.6343 | 29301.7223 | 28742.7181 | 29104.0265 | 29739.963 | 33204.1885 | 33181.3522 | 34724.8124
Region | Technology | 2026-27 | 2027-28 | 2028-29 | 2029-30 | 2030-31 | 2031-32 | 2032-33 | 2033-34 | 2034-35 | 2035-36 | 2036-37 | 2037-38 | 2038-39 | 2039-40 | 2040-41 | 2041-42 | 2042-43 | 2043-44 | 2044-45 | 2045-46 | 2046-47 | 2047-48 | 2048-49 | 2049-50 | 2050-51
VIC1 | Black Coal | 0 | 0 | 0 | 0 | 0 | 0 | 0 | 0 | 0 | 0 | 0 | 0 | 0 | 0 | 0 | 0 | 0 | 0 | 0 | 0 | 0 | 0 | 0 | 0 | 0
VIC1 | Brown Coal | 4835 | 4835 | 3385 | 1171.596 | 1171.596 | 1171.596 | 1171.596 | 1171.596 | 1171.596 | 1160 | 1160 | 1160 | 1160 | 1160 | 1160 | 1160 | 1160 | 1160 | 1160 | 1160 | 1160 | 0 | 0 | 0 | 0
VIC1 | CCGT | 0 | 0 | 0 | 0 | 0 | 0 | 0 | 0 | 0 | 0 | 0 | 0 | 0 | 0 | 0 | 0 | 0 | 0 | 0 | 0 | 0 | 0 | 0 | 0 | 0
VIC1 | Gas - Steam | 500 | 500 | 500 | 500 | 500 | 500 | 500 | 500 | 500 | 500 | 500 | 500 | 500 | 0 | 0 | 0 | 0 | 0 | 0 | 0 | 0 | 0 | 0 | 0 | 0
VIC1 | OCGT / Diesel | 1900 | 1900 | 1900 | 1900 | 1900 | 1900 | 1900 | 1730 | 1730 | 1730 | 1730 | 1730 | 1730 | 1290 | 1290 | 1290.0003 | 1196.0003 | 1747.609 | 2383.2617 | 2383.2617 | 2383.2617 | 1799.2617 | 2556.2606 | 2556.2606 | 3902.992
VIC1 | Hydro | 2279.02 | 2279.02 | 2279.02 | 2279.02 | 2279.02 | 2279.02 | 2279.02 | 2279.02 | 2279.02 | 2279.02 | 2279.02 | 2279.02 | 2279.02 | 2279.02 | 2279.02 | 2279.02 | 2279.02 | 2279.02 | 2279.02 | 2279.02 | 2279.02 | 2279.02 | 2279.02 | 2279.02 | 2279.02
VIC1 | Hydrogen Turbine | 0 | 0 | 0 | 0 | 0 | 0 | 0 | 0 | 0 | 0 | 0 | 0 | 0 | 0 | 0 | 0 | 0 | 0 | 0 | 0 | 0 | 0 | 0 | 0 | 0
VIC1 | Wind | 5269.36 | 5269.36 | 5769.3599 | 9302.3602 | 9249.8602 | 9249.8602 | 9249.8602 | 9249.8602 | 11625.3471 | 11625.3471 | 11724.8604 | 12657.6604 | 13237.6604 | 14237.6602 | 13949.3602 | 13949.3602 | 13898.8102 | 13575.0102 | 13183.0602 | 12319.5002 | 12319.5002 | 12352.0742 | 12352.0742 | 11736.3229 | 11678.7241
VIC1 | Solar PV | 1563.573 | 1563.573 | 1563.573 | 3142.8782 | 3142.8784 | 3142.8782 | 3142.8782 | 3142.8782 | 4972.4202 | 4972.4202 | 4972.4202 | 4972.4202 | 4972.4202 | 4972.4202 | 4972.4202 | 4972.4202 | 4972.4202 | 4972.4202 | 4861.9402 | 4830.8372 | 4830.8372 | 4830.8372 | 4672.8572 | 4275.4072 | 4318.2564
VIC1 | Grid Battery | 898.1091 | 1542.3251 | 1897.058 | 2684.8604 | 2684.8604 | 2684.8604 | 2684.8604 | 2629.5304 | 6118.6699 | 6118.6699 | 6118.6699 | 6118.6699 | 6118.6699 | 6118.6699 | 6118.6699 | 5818.6699 | 5818.6699 | 5818.6699 | 5818.6699 | 5818.6699 | 5647.8908 | 5003.6747 | 4648.942 | 3841.1398 | 3841.1422
VIC1 | PHES | 0 | 0 | 0 | 0 | 0 | 0 | 0 | 0 | 0 | 0 | 0 | 0 | 0 | 0 | 0 | 0 | 0 | 0 | 0 | 0 | 0 | 0 | 0 | 0 | 0
VIC1 | VPP | 60.93 | 76.9 | 93.22 | 112.51 | 138.88 | 170.64 | 209.23 | 253.24 | 301.63 | 355.16 | 417.87 | 488.97 | 568.9 | 654.82 | 753.49 | 858.62 | 973.43 | 1093.97 | 1228.34 | 1369.53 | 1522.9601 | 1684.67 | 1860.1099 | 2044.1301 | 2146.02
Total |  | 17305.9921 | 17966.1781 | 17387.231 | 21093.2248 | 21067.095 | 21098.8548 | 21137.4448 | 20956.1248 | 28698.6832 | 28740.6172 | 28902.8404 | 29906.7405 | 30566.6704 | 30712.5903 | 30522.9603 | 30328.0905 | 30298.3505 | 30646.6992 | 30914.292 | 30160.819 | 30143.47 | 27949.5377 | 28369.2639 | 26732.2805 | 28166.1547
Region | Technology | 2026-27 | 2027-28 | 2028-29 | 2029-30 | 2030-31 | 2031-32 | 2032-33 | 2033-34 | 2034-35 | 2035-36 | 2036-37 | 2037-38 | 2038-39 | 2039-40 | 2040-41 | 2041-42 | 2042-43 | 2043-44 | 2044-45 | 2045-46 | 2046-47 | 2047-48 | 2048-49 | 2049-50 | 2050-51
SA1 | Black Coal | 0 | 0 | 0 | 0 | 0 | 0 | 0 | 0 | 0 | 0 | 0 | 0 | 0 | 0 | 0 | 0 | 0 | 0 | 0 | 0 | 0 | 0 | 0 | 0 | 0
SA1 | Brown Coal | 0 | 0 | 0 | 0 | 0 | 0 | 0 | 0 | 0 | 0 | 0 | 0 | 0 | 0 | 0 | 0 | 0 | 0 | 0 | 0 | 0 | 0 | 0 | 0 | 0
SA1 | CCGT | 709 | 709 | 529 | 529 | 529 | 529 | 529 | 529 | 529 | 529 | 529 | 0 | 0 | 0 | 0 | 0.00013612 | 0.00013613 | 0.00014003 | 0.00014003 | 0.00014003 | 0.00014007 | 0.00014008 | 0.00014008 | 0.00014009 | 0.00014031
SA1 | Gas - Steam | 0 | 0 | 0 | 0 | 0 | 0 | 0 | 0 | 0 | 0 | 0 | 0 | 0 | 0 | 0 | 0 | 0 | 0 | 0 | 0 | 0 | 0 | 0 | 0 | 0
SA1 | OCGT / Diesel | 1664.66 | 1664.66 | 1528.16 | 1528.16 | 1282.16 | 1282.16 | 1005.3 | 1005.3 | 1005.3 | 925.3 | 925.3 | 925.3 | 925.3 | 925.3 | 925.3 | 925.3 | 925.3 | 925.3 | 715.3 | 715.3 | 561.3 | 561.3 | 561.3 | 561.3 | 561.3001
SA1 | Hydro | 0 | 0 | 0 | 0 | 0 | 0 | 0 | 0 | 0 | 0 | 0 | 0 | 0 | 0 | 0 | 0 | 0 | 0 | 0 | 0 | 0 | 0 | 0 | 0 | 0
SA1 | Hydrogen Turbine | 0 | 0 | 0 | 0 | 0 | 0 | 0 | 0 | 0 | 0 | 0 | 0 | 0 | 0 | 0 | 0 | 0 | 0 | 0 | 0 | 0 | 0 | 0 | 0 | 0
SA1 | Wind | 2762.71 | 2762.71 | 2762.71 | 3530.8323 | 3464.8323 | 3374.0823 | 3374.0823 | 3242.3823 | 3242.3823 | 2974.4823 | 2789.6823 | 2789.6823 | 2630.6823 | 2303.9823 | 2264.9823 | 2344.5895 | 2590.1249 | 2376.2649 | 2496.6579 | 2427.8721 | 3294.3475 | 3896.2933 | 3896.2933 | 3899.2071 | 3899.6753
SA1 | Solar PV | 1056.62 | 1056.62 | 1056.62 | 1236.6416 | 1236.6416 | 1230.5216 | 1230.5216 | 1230.5216 | 1230.5216 | 1230.5216 | 1230.5216 | 1230.5216 | 1230.5216 | 1230.5216 | 1230.5216 | 1164.2216 | 1164.2216 | 2845.5066 | 3177.5875 | 3159.2075 | 3159.2075 | 3080.0077 | 3080.0077 | 2972.0077 | 2972.0078
SA1 | Grid Battery | 532.0714 | 532.0715 | 623.1864 | 792.8607 | 762.8606 | 762.8607 | 762.8607 | 762.8607 | 737.8607 | 737.8607 | 737.8607 | 737.8607 | 737.8607 | 737.8607 | 737.8607 | 1268.5179 | 1268.5179 | 1010.5181 | 1010.5181 | 1000.5181 | 1000.517 | 1000.5171 | 858.6025 | 688.9282 | 1493.4246
SA1 | PHES | 0 | 0 | 0 | 0 | 0 | 0 | 0 | 0 | 0 | 0 | 0 | 0 | 0 | 0 | 0 | 0 | 0 | 0 | 0 | 0 | 0 | 0 | 0 | 0 | 0
SA1 | VPP | 83.01 | 86.92 | 88.19 | 89.86 | 101.65 | 114.73 | 129.8 | 145.83 | 163.18 | 181.39 | 202.19 | 224.73 | 249.77 | 275.5 | 305.08 | 335.52 | 368.55 | 402.3 | 440.18 | 479.01 | 521.25 | 564.8 | 612.08 | 660.6 | 686.28
Total |  | 6808.0714 | 6811.9815 | 6587.8664 | 7707.3546 | 7377.1446 | 7293.3546 | 7031.5646 | 6915.8946 | 6908.2446 | 6578.5546 | 6414.5546 | 5908.0946 | 5774.1346 | 5473.1646 | 5463.7446 | 6038.1491 | 6316.7145 | 7559.8897 | 7840.2436 | 7781.9078 | 8536.6222 | 9102.9182 | 9008.2838 | 8782.0432 | 9612.688
Region | Technology | 2026-27 | 2027-28 | 2028-29 | 2029-30 | 2030-31 | 2031-32 | 2032-33 | 2033-34 | 2034-35 | 2035-36 | 2036-37 | 2037-38 | 2038-39 | 2039-40 | 2040-41 | 2041-42 | 2042-43 | 2043-44 | 2044-45 | 2045-46 | 2046-47 | 2047-48 | 2048-49 | 2049-50 | 2050-51
TAS1 | Black Coal | 0 | 0 | 0 | 0 | 0 | 0 | 0 | 0 | 0 | 0 | 0 | 0 | 0 | 0 | 0 | 0 | 0 | 0 | 0 | 0 | 0 | 0 | 0 | 0 | 0
TAS1 | Brown Coal | 0 | 0 | 0 | 0 | 0 | 0 | 0 | 0 | 0 | 0 | 0 | 0 | 0 | 0 | 0 | 0 | 0 | 0 | 0 | 0 | 0 | 0 | 0 | 0 | 0
TAS1 | CCGT | 208 | 208 | 208 | 208 | 208 | 208 | 208 | 208 | 208 | 208 | 208 | 208 | 208 | 208 | 208 | 208 | 208 | 208 | 208 | 208 | 208 | 208 | 208 | 208 | 0
TAS1 | Gas - Steam | 0 | 0 | 0 | 0 | 0 | 0 | 0 | 0 | 0 | 0 | 0 | 0 | 0 | 0 | 0 | 0 | 0 | 0 | 0 | 0 | 0 | 0 | 0 | 0 | 0
TAS1 | OCGT / Diesel | 178 | 178 | 178 | 178 | 178 | 178 | 178 | 178 | 178 | 178 | 178 | 178 | 178 | 178 | 58 | 58 | 58 | 58 | 58 | 58 | 58 | 58 | 58 | 58 | 0
TAS1 | Hydro | 2409 | 2409 | 2409 | 2409 | 2409 | 2409 | 2409 | 2409 | 2409 | 2409 | 2409 | 2409 | 2409 | 2409 | 2409 | 2409 | 2409 | 2409 | 2409 | 2409 | 2409 | 2409 | 2409 | 2409 | 2409
TAS1 | Hydrogen Turbine | 0 | 0 | 0 | 0 | 0 | 0 | 0 | 0 | 0 | 0 | 0 | 0 | 0 | 0 | 0 | 0 | 0 | 0 | 0 | 0 | 0 | 0 | 0 | 0 | 0
TAS1 | Wind | 846.7538 | 1130.1577 | 1413.5615 | 1709.9976 | 1829.683 | 1949.3684 | 2069.0538 | 2188.7392 | 2308.4245 | 2428.1099 | 2547.7953 | 2667.4806 | 2787.1662 | 2906.8515 | 2906.8515 | 2906.8515 | 2906.8515 | 2906.8515 | 2762.8515 | 2762.8515 | 2762.8515 | 2762.8515 | 2762.8515 | 2762.8515 | 2455.1015
TAS1 | Solar PV | 0 | 0 | 0 | 0 | 0 | 0 | 0 | 0 | 0 | 0 | 0 | 0 | 0 | 0 | 0 | 0 | 0 | 0 | 0 | 0 | 0 | 0 | 0 | 0 | 0
TAS1 | Grid Battery | 2 | 2 | 2 | 2 | 2 | 2 | 2 | 2 | 2 | 2 | 2 | 2 | 2 | 2 | 2 | 2.0001 | 2.0001 | 2.0001 | 2.0002 | 2.0002 | 2.0003 | 2.0003 | 2.0003 | 2.0004 | 2.0005
TAS1 | PHES | 0 | 0 | 0 | 0 | 0 | 0 | 0 | 0 | 0 | 0 | 0 | 0 | 0 | 0 | 0 | 0 | 0 | 0 | 0 | 0 | 0 | 0 | 0 | 0 | 0
TAS1 | VPP | 4.52 | 5.85 | 7.21 | 8.84 | 10.18 | 11.78 | 13.67 | 15.72 | 17.9 | 20.31 | 23.16 | 26.46 | 30.15 | 34.11 | 39.88 | 45.99 | 52.86 | 60.12 | 68.29 | 77.01 | 86.5 | 96.61 | 107.57 | 119.13 | 126.21
Total |  | 3648.2738 | 3933.0077 | 4217.7715 | 4515.8376 | 4636.863 | 4758.1484 | 4879.7238 | 5001.4592 | 5123.3245 | 5245.4199 | 5367.9553 | 5490.9406 | 5614.3162 | 5737.9615 | 5623.7315 | 5629.8416 | 5636.7116 | 5643.9716 | 5508.1417 | 5516.8618 | 5526.3518 | 5536.4618 | 5547.4218 | 5558.9819 | 4992.312
Explicitly modelled pumping
Region | Technology | 2026-27 | 2027-28 | 2028-29 | 2029-30 | 2030-31 | 2031-32 | 2032-33 | 2033-34 | 2034-35 | 2035-36 | 2036-37 | 2037-38 | 2038-39 | 2039-40 | 2040-41 | 2041-42 | 2042-43 | 2043-44 | 2044-45 | 2045-46 | 2046-47 | 2047-48 | 2048-49 | 2049-50 | 2050-51
NEM | Grid Battery Pump | 1952.1806 | 2921.3997 | 3571.3997 | 6612.9166 | 6582.9166 | 6582.9166 | 6582.9166 | 6527.5866 | 9991.726 | 9991.726 | 9941.7261 | 9941.7261 | 9941.7261 | 9941.7261 | 9941.7261 | 10872.4535 | 10872.4535 | 10666.0625 | 10666.0626 | 10656.0627 | 10910.2516 | 9941.0329 | 10018.7137 | 6957.1974 | 8753.3308
NEM | PHES Pump | 1560 | 1560 | 1560 | 1560 | 5598 | 5598 | 5598 | 5598 | 5598 | 5598 | 5598 | 5598 | 5598 | 5598 | 5598 | 5598 | 5598 | 5598 | 5598 | 5598 | 5598 | 5598 | 5598 | 5598 | 5598.0001
NEM | VPP Pump | 332.94 | 383.48 | 428.86 | 483.47 | 574.26 | 684.01 | 812.39 | 958.89 | 1114.57 | 1287.96 | 1491.45 | 1724.7 | 1984.15 | 2264.75 | 2584.75 | 2929.14 | 3299.72 | 3691.47 | 4125.13 | 4583.87 | 5079.9001 | 5604.25 | 6168.3799 | 6763.6701 | 7093.5899
Region | Technology | 2026-27 | 2027-28 | 2028-29 | 2029-30 | 2030-31 | 2031-32 | 2032-33 | 2033-34 | 2034-35 | 2035-36 | 2036-37 | 2037-38 | 2038-39 | 2039-40 | 2040-41 | 2041-42 | 2042-43 | 2043-44 | 2044-45 | 2045-46 | 2046-47 | 2047-48 | 2048-49 | 2049-50 | 2050-51
NSW1 | Grid Battery Pump | 262 | 587.0005 | 791.1507 | 2262.0004 | 2262.0004 | 2262.0004 | 2262.0004 | 2262.0004 | 2262.0004 | 2262.0004 | 2212.0004 | 2212.0004 | 2212.0004 | 2212.0004 | 2212.0004 | 2212.0005 | 2212.0005 | 2212.0005 | 2212.0006 | 2212.0006 | 2212.0005 | 1887.0004 | 1682.8505 | 212.0011 | 296.4065
NSW1 | PHES Pump | 840 | 840 | 840 | 840 | 2880 | 2880 | 2880 | 2880 | 2880 | 2880 | 2880 | 2880 | 2880 | 2880 | 2880 | 2880 | 2880 | 2880 | 2880 | 2880 | 2880 | 2880 | 2880 | 2880 | 2880.0001
NSW1 | VPP Pump | 132.65 | 149.55 | 164.04 | 181.38 | 210.85 | 246.63 | 288.02 | 335.81 | 382.45 | 435.41 | 499.45 | 577.34 | 663.69 | 758.33 | 863.82 | 977.98 | 1100.16 | 1230.46 | 1373.55 | 1525.95 | 1688.98 | 1863.03 | 2049.05 | 2246.63 | 2355.64
Region | Technology | 2026-27 | 2027-28 | 2028-29 | 2029-30 | 2030-31 | 2031-32 | 2032-33 | 2033-34 | 2034-35 | 2035-36 | 2036-37 | 2037-38 | 2038-39 | 2039-40 | 2040-41 | 2041-42 | 2042-43 | 2043-44 | 2044-45 | 2045-46 | 2046-47 | 2047-48 | 2048-49 | 2049-50 | 2050-51
QLD1 | Grid Battery Pump | 258 | 258.0025 | 258.0046 | 871.1951 | 871.1951 | 871.1951 | 871.1951 | 871.1951 | 871.1951 | 871.1951 | 871.1951 | 871.1951 | 871.1951 | 871.1951 | 871.1951 | 1571.265 | 1571.2651 | 1622.8739 | 1622.8739 | 1622.8739 | 2047.843 | 2047.8405 | 2826.3184 | 2213.1279 | 3120.3569
QLD1 | PHES Pump | 720 | 720 | 720 | 720 | 2718 | 2718 | 2718 | 2718 | 2718 | 2718 | 2718 | 2718 | 2718 | 2718 | 2718 | 2718 | 2718 | 2718 | 2718 | 2718 | 2718 | 2718 | 2718 | 2718 | 2718
QLD1 | VPP Pump | 51.83 | 64.26 | 76.2 | 90.88 | 112.7 | 140.23 | 171.67 | 208.29 | 249.41 | 295.69 | 348.78 | 407.2 | 471.64 | 541.99 | 622.48 | 711.03 | 804.72 | 904.62 | 1014.77 | 1132.37 | 1260.21 | 1395.14 | 1539.57 | 1693.1801 | 1779.4399
Region | Technology | 2026-27 | 2027-28 | 2028-29 | 2029-30 | 2030-31 | 2031-32 | 2032-33 | 2033-34 | 2034-35 | 2035-36 | 2036-37 | 2037-38 | 2038-39 | 2039-40 | 2040-41 | 2041-42 | 2042-43 | 2043-44 | 2044-45 | 2045-46 | 2046-47 | 2047-48 | 2048-49 | 2049-50 | 2050-51
VIC1 | Grid Battery Pump | 898.1091 | 1542.3251 | 1897.058 | 2684.8604 | 2684.8604 | 2684.8604 | 2684.8604 | 2629.5304 | 6118.6699 | 6118.6699 | 6118.6699 | 6118.6699 | 6118.6699 | 6118.6699 | 6118.6699 | 5818.6699 | 5818.6699 | 5818.6699 | 5818.6699 | 5818.6699 | 5647.8908 | 5003.6747 | 4648.942 | 3841.1398 | 3841.1422
VIC1 | PHES Pump | 0 | 0 | 0 | 0 | 0 | 0 | 0 | 0 | 0 | 0 | 0 | 0 | 0 | 0 | 0 | 0 | 0 | 0 | 0 | 0 | 0 | 0 | 0 | 0 | 0
VIC1 | VPP Pump | 60.93 | 76.9 | 93.22 | 112.51 | 138.88 | 170.64 | 209.23 | 253.24 | 301.63 | 355.16 | 417.87 | 488.97 | 568.9 | 654.82 | 753.49 | 858.62 | 973.43 | 1093.97 | 1228.34 | 1369.53 | 1522.9601 | 1684.67 | 1860.1099 | 2044.1301 | 2146.02
Region | Technology | 2026-27 | 2027-28 | 2028-29 | 2029-30 | 2030-31 | 2031-32 | 2032-33 | 2033-34 | 2034-35 | 2035-36 | 2036-37 | 2037-38 | 2038-39 | 2039-40 | 2040-41 | 2041-42 | 2042-43 | 2043-44 | 2044-45 | 2045-46 | 2046-47 | 2047-48 | 2048-49 | 2049-50 | 2050-51
SA1 | Grid Battery Pump | 532.0714 | 532.0715 | 623.1864 | 792.8607 | 762.8606 | 762.8607 | 762.8607 | 762.8607 | 737.8607 | 737.8607 | 737.8607 | 737.8607 | 737.8607 | 737.8607 | 737.8607 | 1268.5179 | 1268.5179 | 1010.5181 | 1010.5181 | 1000.5181 | 1000.517 | 1000.5171 | 858.6025 | 688.9282 | 1493.4246
SA1 | PHES Pump | 0 | 0 | 0 | 0 | 0 | 0 | 0 | 0 | 0 | 0 | 0 | 0 | 0 | 0 | 0 | 0 | 0 | 0 | 0 | 0 | 0 | 0 | 0 | 0 | 0
SA1 | VPP Pump | 83.01 | 86.92 | 88.19 | 89.86 | 101.65 | 114.73 | 129.8 | 145.83 | 163.18 | 181.39 | 202.19 | 224.73 | 249.77 | 275.5 | 305.08 | 335.52 | 368.55 | 402.3 | 440.18 | 479.01 | 521.25 | 564.8 | 612.08 | 660.6 | 686.28
Region | Technology | 2026-27 | 2027-28 | 2028-29 | 2029-30 | 2030-31 | 2031-32 | 2032-33 | 2033-34 | 2034-35 | 2035-36 | 2036-37 | 2037-38 | 2038-39 | 2039-40 | 2040-41 | 2041-42 | 2042-43 | 2043-44 | 2044-45 | 2045-46 | 2046-47 | 2047-48 | 2048-49 | 2049-50 | 2050-51
TAS1 | Grid Battery Pump | 2 | 2 | 2 | 2 | 2 | 2 | 2 | 2 | 2 | 2 | 2 | 2 | 2 | 2 | 2 | 2.0001 | 2.0001 | 2.0001 | 2.0002 | 2.0002 | 2.0003 | 2.0003 | 2.0003 | 2.0004 | 2.0005
TAS1 | PHES Pump | 0 | 0 | 0 | 0 | 0 | 0 | 0 | 0 | 0 | 0 | 0 | 0 | 0 | 0 | 0 | 0 | 0 | 0 | 0 | 0 | 0 | 0 | 0 | 0 | 0
TAS1 | VPP Pump | 4.52 | 5.85 | 7.21 | 8.84 | 10.18 | 11.78 | 13.67 | 15.72 | 17.9 | 20.31 | 23.16 | 26.46 | 30.15 | 34.11 | 39.88 | 45.99 | 52.86 | 60.12 | 68.29 | 77.01 | 86.5 | 96.61 | 107.57 | 119.13 | 126.21

## BaseCase_REZ Generation
Annual sent-out generation by REZ (GWh) - BaseCase, Progressive Change Scenario
The REZ generation includes generation from the existing, committed and anticipated renewables mapped to the relevant REZs. Does not include generation from renewables not in a REZ.
Non-scheduled generation including Distributed PV is not shown.
Region | REZ | REZ Name | Technology | 2026-27 | 2027-28 | 2028-29 | 2029-30 | 2030-31 | 2031-32 | 2032-33 | 2033-34 | 2034-35 | 2035-36 | 2036-37 | 2037-38 | 2038-39 | 2039-40 | 2040-41 | 2041-42 | 2042-43 | 2043-44 | 2044-45 | 2045-46 | 2046-47 | 2047-48 | 2048-49 | 2049-50 | 2050-51
QLD | Q1 | Far North QLD | Solar | 4.1767e-06 | 4.6178e-06 | 9.4165e-06 | 1.1049e-05 | 1.091e-05 | 1.0376e-05 | 1.1811e-05 | 1.1609e-05 | 1.0209e-05 | 1.0242e-05 | 9.9818e-06 | 8.709e-06 | 9.7727e-06 | 1.0174e-05 | 9.7093e-06 | 1.0615e-05 | 1.1009e-05 | 1.0932e-05 | 1.0823e-05 | 1.0693e-05 | 9.2657e-06 | 1.028e-05 | 1.0564e-05 | 9.9298e-06 | 1.082e-05
QLD | Q2 | North Qld Clean Energy Hub | Solar | 171.9058 | 174.8941 | 166.5548 | 156.3315 | 183.6274 | 185.0817 | 204.2039 | 191.4872 | 155.3149 | 156.0672 | 160.0656 | 63.2847 | 62.855 | 62.5055 | 63.359 | 64.6826 | 67.8222 | 70.5129 | 71.6154 | 73.3772 | 40.3417 | 40.777 | 9.2482e-06 | 9.1974e-06 | 9.5498e-06
QLD | Q3 | Northern Qld | Solar | 922.9696 | 925.4685 | 842.6033 | 854.157 | 1077.0093 | 1047.3801 | 1159.7431 | 1259.1858 | 1628.5452 | 1594.0393 | 1621.9804 | 1531.1423 | 1622.9126 | 1639.3213 | 1613.3204 | 1812.6437 | 1604.7253 | 1419.0134 | 1407.042 | 1413.502 | 1249.7876 | 1256.5271 | 1740.2647 | 1597.1766 | 1610.2644
QLD | Q4 | Isaac | Solar | 1234.6435 | 1237.7788 | 1134.4356 | 1165.9573 | 1449.9775 | 1459.8317 | 1565.9898 | 2520.7999 | 1927.1613 | 1942.8653 | 1966.5293 | 1881.901 | 1992.3455 | 1947.9326 | 2013.6257 | 2210.2172 | 2279.5972 | 2343.7963 | 2313.6527 | 2304.6746 | 2107.7959 | 2248.9339 | 1221.4231 | 916.3098 | 986.385
QLD | Q5 | Barcaldine | Solar | 29.0517 | 29.958 | 27.6922 | 25.0665 | 29.1699 | 29.5771 | 32.7168 | 30.0305 | 127.6407 | 131.1219 | 138.0216 | 133.3744 | 133.3386 | 134.3315 | 139.3683 | 145.3873 | 151.2145 | 130.1541 | 132.4338 | 138.2037 | 125.0573 | 125.8846 | 124.3322 | 119.1647 | 132.1036
QLD | Q6 | Fitzroy | Solar | 717.0238 | 727.7992 | 610.2355 | 639.8514 | 779.6876 | 817.4831 | 860.4143 | 1534.5485 | 7183.4824 | 6856.0961 | 7127.1652 | 6469.0968 | 6921.6377 | 6623.0438 | 7213.1737 | 7867.2027 | 8405.336 | 8628.6163 | 8616.708 | 8737.0059 | 7482.3354 | 8172.0938 | 7868.0384 | 8079.2847 | 8699.1872
QLD | Q7 | Wide Bay | Solar | 953.14 | 986.6259 | 849.8584 | 915.4756 | 1192.7698 | 1269.2308 | 1233.5768 | 1211.3932 | 1069.2188 | 1034.3916 | 1082.77 | 1017.7614 | 1046.7504 | 1022.4143 | 1111.9134 | 1200.7766 | 1261.5296 | 1327.9131 | 1296.9862 | 1328.3294 | 1217.7929 | 1253.041 | 1184.2347 | 1094.082 | 1206.969
QLD | Q8 | Darling Downs | Solar | 2620.3991 | 2728.0499 | 2401.2703 | 3852.2434 | 4961.5208 | 5223.0756 | 5004.7451 | 4919.8087 | 6393.7319 | 6275.5755 | 6300.0221 | 5689.9616 | 5893.2738 | 5853.9545 | 6283.9168 | 6636.8945 | 6940.8684 | 7353.7097 | 7367.5484 | 7405.5056 | 5184.9924 | 5494.5263 | 5381.2315 | 5319.123 | 5644.345
QLD | Q9 | Banana | Solar | 4.2737e-06 | 4.9382e-06 | 4.4432e-05 | 1583.438 | 2044.7798 | 2201.0818 | 2118.6892 | 2084.5864 | 1644.3564 | 1595.4807 | 1652.4784 | 1501.1616 | 1598.5608 | 1544.6133 | 1704.0826 | 1818.7765 | 1920.5109 | 2051.71 | 2050.1328 | 2084.0872 | 1805.6833 | 3037.36 | 7717.0234 | 8058.3525 | 8721.635
NSW | N1 | North West NSW | Solar | 496.7504 | 489.8075 | 402.8434 | 446.6956 | 510.1438 | 511.3638 | 504.4517 | 490.5214 | 468.8243 | 489.2289 | 510.8249 | 475.0017 | 478.3485 | 505.277 | 516.557 | 526.0123 | 526.4811 | 526.0053 | 535.9684 | 534.9913 | 451.3955 | 451.7489 | 479.1726 | 468.0243 | 472.2704
NSW | N2 | New England | Solar | 1444.4041 | 1408.4968 | 1194.7419 | 1361.5952 | 1547.2082 | 1603.6925 | 1607.9423 | 1650.8076 | 1509.5729 | 1623.8632 | 1677.7451 | 1400.3524 | 1456.1399 | 1572.7387 | 1659.1666 | 1632.8804 | 1706.8944 | 1593.5579 | 1672.2174 | 1659.4456 | 1354.3461 | 1377.0248 | 1474.4895 | 1501.579 | 1477.3633
NSW | N3 | Central-West Orana | Solar | 2744.1654 | 2919.1096 | 4457.1588 | 5050.5776 | 5815.3443 | 5711.6135 | 5762.4135 | 5636.506 | 5294.8845 | 5658.4261 | 5858.9531 | 5103.9275 | 5214.9401 | 5700.4936 | 5681.8324 | 5828.8974 | 5584.6084 | 5557.9455 | 5838.6359 | 5673.5114 | 4786.1114 | 6525.9665 | 6968.9276 | 6241.8214 | 6300.489
NSW | N4 | Broken Hill | Solar | 482.9494 | 490.1098 | 404.6352 | 454.0968 | 499.9291 | 490.7934 | 501.8596 | 461.3053 | 469.2711 | 476.0164 | 511.2876 | 479.7078 | 484.1025 | 495.1783 | 496.4501 | 522.6724 | 496.9424 | 450.5829 | 447.0579 | 460.422 | 654.6688 | 653.9614 | 664.0127 | 628.8041 | 661.73
NSW | N5 | South West NSW | Solar | 3555.0982 | 5261.4342 | 4538.5084 | 5246.8528 | 5769.6471 | 5508.9544 | 5833.5884 | 5549.5117 | 5230.1716 | 5438.1917 | 5728.8985 | 5391.1918 | 5546.6066 | 5684.4446 | 5521.9033 | 5949.958 | 5778.1773 | 5485.4319 | 5644.6118 | 5677.7044 | 5000.0834 | 5041.6829 | 5089.004 | 4043.3571 | 3757.2728
NSW | N6 | Wagga Wagga | Solar | 3587.0119 | 3532.7143 | 2911.074 | 3318.0668 | 3738.7092 | 3497.7368 | 3732.2687 | 3612.7172 | 3361.1079 | 3475.6563 | 3681.3708 | 3323.3229 | 3476.3966 | 3636.8775 | 3473.2849 | 3761.9484 | 3721.2353 | 3661.5656 | 3767.4505 | 3800.4025 | 3324.0985 | 3419.1305 | 3517.5503 | 3252.0317 | 3196.7093
NSW | N7 | Tumut | Solar | 0 | 0 | 0 | 0 | 0 | 0 | 0 | 0 | 0 | 0 | 0 | 0 | 0 | 0 | 0 | 0 | 0 | 0 | 0 | 0 | 0 | 0 | 0 | 0 | 0
NSW | N8 | Cooma-Monaro | Solar | 0 | 0 | 0 | 0 | 0 | 0 | 0 | 0 | 0 | 0 | 0 | 0 | 0 | 0 | 0 | 0 | 0 | 0 | 0 | 0 | 0 | 0 | 0 | 0 | 0
NSW | N9 | Hunter-Central Coast | Solar | 0 | 0 | 0 | 0 | 0 | 0 | 0 | 0 | 0 | 0 | 0 | 0 | 0 | 0 | 0 | 0 | 0 | 0 | 0 | 0 | 0 | 0 | 0 | 0 | 0
VIC | V1 | Ovens Murray | Solar | 3.849e-06 | 4.4382e-06 | 5.5857e-06 | 552.7081 | 587.4987 | 536.6805 | 587.9593 | 580.418 | 518.7849 | 510.7326 | 523.576 | 460.4669 | 486.925 | 495.2494 | 453.7606 | 510.3084 | 514.4664 | 534.0191 | 569.351 | 588.4125 | 501.5843 | 539.9876 | 535.139 | 485.7848 | 536.3608
VIC | V2 | Murray River | Solar | 1257.4243 | 1341.466 | 1367.5041 | 3064.828 | 3139.9717 | 3056.3532 | 3215.2955 | 3084.637 | 6440.3135 | 6165.1896 | 6579.5567 | 5883.7717 | 6136.3609 | 6147.3393 | 5933.7636 | 6368.0768 | 6301.5055 | 6593.757 | 6849.3287 | 7262.608 | 6257.8458 | 6711.9236 | 6359.8381 | 5474.3219 | 5810.3096
VIC | V3 | Western Victoria | Solar | 3.7334e-06 | 4.4259e-06 | 4.7873e-06 | 0.00015363 | 0.00015827 | 0.00015095 | 0.0001645 | 0.00016401 | 0.00014428 | 0.00014409 | 0.00014982 | 0.00012784 | 0.00013575 | 0.00013844 | 0.00013205 | 0.0001441 | 0.00014862 | 0.00014824 | 0.00015099 | 0.00015931 | 0.00013221 | 0.00014186 | 0.00014336 | 0.00013446 | 0.00014706
VIC | V4 | South West Victoria | Solar | 0 | 0 | 0 | 0 | 0 | 0 | 0 | 0 | 0 | 0 | 0 | 0 | 0 | 0 | 0 | 0 | 0 | 0 | 0 | 0 | 0 | 0 | 0 | 0 | 0
VIC | V5 | Gippsland | Solar | 112.0817 | 109.0264 | 100.1496 | 116.0279 | 125.1895 | 120.191 | 119.4863 | 123.6955 | 119.0686 | 114.1591 | 116.0163 | 99.2638 | 103.4759 | 107.1787 | 103.2332 | 105.145 | 110.7061 | 122.4032 | 125.4478 | 128.0886 | 107.7948 | 112.3641 | 114.6188 | 108.2351 | 110.8966
VIC | V6 | Central North VIC | Solar | 1007.5364 | 1008.2603 | 1025.978 | 1644.3077 | 1688.4923 | 1634.3589 | 1727.3058 | 1675.8949 | 1485.7605 | 1445.3695 | 1511.7876 | 1402.2252 | 1462.1766 | 1448.5292 | 1406.1374 | 1511.2248 | 1507.1919 | 1525.2828 | 1449.8963 | 1524.0571 | 1351.7265 | 1446.6255 | 1399.4713 | 1338.9674 | 1421.6041
SA | S1 | South East SA | Solar | 717.6134 | 885.6492 | 788.8938 | 853.3193 | 837.9847 | 841.3149 | 832.155 | 835.3252 | 829.0797 | 839.8493 | 889.5045 | 786.6198 | 853.9343 | 840.8076 | 849.9419 | 884.9578 | 896.1603 | 760.2656 | 727.594 | 764.4007 | 646.4796 | 665.1201 | 621.699 | 443.1394 | 521.1556
SA | S2 | Riverland | Solar | 87.5023 | 109.5985 | 91.5504 | 96.9628 | 100.0659 | 89.233 | 89.4026 | 89.8845 | 89.3307 | 88.0295 | 95.4897 | 80.6065 | 85.171 | 87.2537 | 88.5726 | 76.0454 | 75.0716 | 65.8394 | 62.9184 | 55.1047 | 45.6884 | 46.5158 | 45.5783 | 44.3749 | 50.9356
SA | S3 | Mid-North SA | Solar | 4.3315e-06 | 5.1774e-06 | 6.2663e-06 | 4.7481e-05 | 4.9309e-05 | 4.7903e-05 | 5.0111e-05 | 5.0032e-05 | 4.5367e-05 | 4.3242e-05 | 4.5925e-05 | 4.1449e-05 | 4.3401e-05 | 4.4708e-05 | 4.3581e-05 | 4.6734e-05 | 8.6394e-05 | 0.00013329 | 0.00012637 | 0.00013769 | 0.00012618 | 0.00018163 | 0.00018544 | 0.00017864 | 0.000224
SA | S4 | Yorke Peninsula | Solar | 0 | 0 | 0 | 0 | 0 | 0 | 0 | 0 | 0 | 0 | 0 | 0 | 0 | 0 | 0 | 0 | 0 | 0 | 0 | 0 | 0 | 0 | 0 | 0 | 0
SA | S5 | Northern SA | Solar | 593.0347 | 758.296 | 720.8372 | 714.2783 | 716.1484 | 751.553 | 727.2932 | 679.146 | 679.2931 | 682.6473 | 732.969 | 705.3744 | 715.6918 | 705.0084 | 744.213 | 795.6121 | 753.1711 | 660.7486 | 149.3823 | 144.5062 | 135.5225 | 0.00021206 | 0.00021285 | 0.00020448 | 0.00029428
SA | S6 | Leigh Creek | Solar | 5.419e-06 | 6.2848e-06 | 8.5759e-06 | 373.281 | 383.2263 | 397.9576 | 390.7801 | 372.3239 | 380.3338 | 389.4085 | 414.5178 | 361.0023 | 375.2944 | 376.861 | 396.474 | 426.1621 | 407.3856 | 3889.5774 | 5083.5693 | 5351.0312 | 4494.784 | 4387.736 | 4167.4087 | 4163.2554 | 4811.784
SA | S7 | Roxby Downs | Solar | 4.5378e-06 | 5.3248e-06 | 6.9323e-06 | 7.5255e-05 | 7.8747e-05 | 7.8551e-05 | 7.9479e-05 | 7.7392e-05 | 7.3565e-05 | 6.9584e-05 | 7.3574e-05 | 6.785e-05 | 6.9879e-05 | 7.1337e-05 | 7.1987e-05 | 7.4067e-05 | 0.00010772 | 0.00018045 | 0.00023752 | 0.00025779 | 0.00022792 | 0.00031587 | 0.00037969 | 0.00037486 | 0.00038541
SA | S8 | Eastern Eyre Peninsula | Solar | 3.7606e-06 | 4.6018e-06 | 5.1555e-06 | 3.0026e-05 | 3.1302e-05 | 2.957e-05 | 3.0694e-05 | 3.0904e-05 | 2.9036e-05 | 2.7001e-05 | 2.9027e-05 | 2.5076e-05 | 2.6994e-05 | 2.8483e-05 | 2.7116e-05 | 3.0304e-05 | 5.2698e-05 | 8.0018e-05 | 7.3527e-05 | 8.129e-05 | 6.7595e-05 | 9.5649e-05 | 0.00010263 | 9.6892e-05 | 0.00012128
SA | S9 | Western Eyre Peninsula | Solar | 3.5672e-06 | 4.1407e-06 | 5.0366e-06 | 2.6663e-05 | 2.7139e-05 | 2.6445e-05 | 2.7602e-05 | 2.7248e-05 | 2.5129e-05 | 2.3418e-05 | 2.4607e-05 | 2.253e-05 | 2.3496e-05 | 2.4571e-05 | 2.4183e-05 | 3.0559e-05 | 4.8826e-05 | 6.5936e-05 | 6.2767e-05 | 6.8069e-05 | 6.1848e-05 | 8.1074e-05 | 9.8209e-05 | 0.00010489 | 0.00013334
TAS | T1 | North East Tasmania | Solar | 2.9728e-06 | 3.2702e-06 | 3.3855e-06 | 4.0804e-06 | 4.4956e-06 | 4.7399e-06 | 5.6403e-06 | 7.294e-06 | 7.3563e-06 | 8.0714e-06 | 8.2859e-06 | 8.1805e-06 | 8.7616e-06 | 9.3012e-06 | 9.0071e-06 | 1.134e-05 | 1.467e-05 | 1.5459e-05 | 1.7559e-05 | 1.8693e-05 | 1.9031e-05 | 2.2204e-05 | 2.5173e-05 | 2.4287e-05 | 2.8376e-05
TAS | T2 | North West Tasmania | Solar | 9.0294e-06 | 1.2035e-05 | 1.3394e-05 | 2.3859e-05 | 2.4308e-05 | 2.8858e-05 | 3.1778e-05 | 3.632e-05 | 3.2734e-05 | 3.3394e-05 | 3.2996e-05 | 2.823e-05 | 3.1275e-05 | 4.8489e-05 | 4.4835e-05 | 4.5764e-05 | 5.2013e-05 | 4.8416e-05 | 4.985e-05 | 4.9466e-05 | 4.2108e-05 | 4.6794e-05 | 4.72e-05 | 4.3748e-05 | 4.5091e-05
TAS | T3 | Central Highlands | Solar | 2.7166e-06 | 3.0922e-06 | 3.0852e-06 | 3.5737e-06 | 4.0727e-06 | 4.4845e-06 | 5.3084e-06 | 6.8172e-06 | 6.7608e-06 | 7.3851e-06 | 7.8387e-06 | 7.4425e-06 | 7.7222e-06 | 8.5411e-06 | 8.6177e-06 | 1.0769e-05 | 1.3858e-05 | 1.4281e-05 | 1.6044e-05 | 1.7666e-05 | 1.7345e-05 | 1.9698e-05 | 2.3239e-05 | 2.368e-05 | 2.7023e-05
Region | REZ | REZ Name | Technology | 2026-27 | 2027-28 | 2028-29 | 2029-30 | 2030-31 | 2031-32 | 2032-33 | 2033-34 | 2034-35 | 2035-36 | 2036-37 | 2037-38 | 2038-39 | 2039-40 | 2040-41 | 2041-42 | 2042-43 | 2043-44 | 2044-45 | 2045-46 | 2046-47 | 2047-48 | 2048-49 | 2049-50 | 2050-51
QLD | Q1 | Far North QLD | Wind | 1080.2709 | 1140.1356 | 2112.1953 | 2819.0663 | 3050.1277 | 3111.4216 | 3127.9776 | 2697.8655 | 2691.991 | 2790.9355 | 2763.7547 | 2763.823 | 2916.4103 | 2925.3809 | 3026.5763 | 2933.7053 | 2605.7106 | 2452.6541 | 2560.1423 | 2479.6223 | 2391.6453 | 2518.5053 | 1846.2089 | 1876.1456 | 1853.3899
QLD | Q2 | North Qld Clean Energy Hub | Wind | 130.3894 | 134.4542 | 106.1461 | 96.4 | 111.0232 | 116.4442 | 125.2395 | 112.9945 | 117.6988 | 125.2118 | 130.2207 | 107.7783 | 105.6639 | 117.0277 | 125.1243 | 125.7908 | 115.5315 | 128.6114 | 136.3653 | 141.5326 | 109.6602 | 106.5854 | 117.434 | 120.0928 | 121.5877
QLD | Q3 | Northern Qld | Wind | 0 | 0 | 0 | 0 | 0 | 0 | 0 | 0 | 0 | 0 | 0 | 0 | 0 | 0 | 0 | 0 | 0 | 0 | 0 | 0 | 0 | 0 | 0 | 0 | 0
QLD | Q4 | Isaac | Wind | 1087.2084 | 1031.6825 | 1066.141 | 3505.5989 | 3864.2657 | 4117.3144 | 3979.4613 | 3780.128 | 3662.1585 | 3632.6795 | 3577.061 | 3662.9507 | 3622.6871 | 3812.1541 | 4095.0158 | 3831.2313 | 3719.0897 | 3848.8313 | 3834.4336 | 3756.2542 | 3804.0322 | 3758.2346 | 3917.5241 | 6710.5961 | 6638.2044
QLD | Q5 | Barcaldine | Wind | 7.2442e-06 | 7.2129e-06 | 1.7595e-05 | 0.00032104 | 0.00034403 | 0.00032108 | 0.00037333 | 0.00035192 | 0.00031558 | 0.0003126 | 0.00030925 | 0.00032893 | 0.00031391 | 0.00034187 | 0.00033639 | 0.00035502 | 0.00035227 | 0.0021325 | 0.0021766 | 0.0020818 | 235.3288 | 223.6662 | 244.2836 | 230.9002 | 258.976
QLD | Q6 | Fitzroy | Wind | 8.2407e-06 | 8.9396e-06 | 3.2977e-05 | 2603.6262 | 2695.6684 | 2681.2419 | 2799.7038 | 2627.5766 | 2565.259 | 2448.4826 | 2402.7409 | 2702.7172 | 2705.4929 | 2644.2472 | 2644.0964 | 2716.0944 | 2607.2312 | 2700.6425 | 2582.9767 | 2527.5536 | 3896.0401 | 3885.4932 | 3768.1443 | 4469.373 | 4544.1148
QLD | Q7 | Wide Bay | Wind | 6.7898e-06 | 6.7009e-06 | 2.0785e-05 | 79.0489 | 84.5625 | 78.5956 | 81.621 | 76.802 | 71.4222 | 72.7639 | 67.5069 | 78.704 | 79.9214 | 79.5874 | 73.8386 | 78.6943 | 76.1665 | 75.1001 | 76.8313 | 70.8466 | 82.8856 | 83.5638 | 82.2486 | 75.6836 | 81.6967
QLD | Q8 | Darling Downs | Wind | 4882.9556 | 5164.1548 | 5085.2321 | 12738.6505 | 13759.4126 | 12902.2949 | 13762.5983 | 13160.8169 | 12413.1761 | 12729.6931 | 12898.7641 | 13304.8758 | 12795.067 | 12965.5408 | 12096.4835 | 13226.4778 | 12820.3306 | 12915.5266 | 12176.3715 | 12161.5293 | 12726.8934 | 12214.0896 | 12267.1729 | 11540.7774 | 12627.0785
QLD | Q9 | Banana | Wind | 6.566e-06 | 6.6762e-06 | 1.6326e-05 | 0.00096673 | 0.0010092 | 0.00093123 | 0.0010162 | 0.00095687 | 0.0008882 | 0.00087181 | 0.00087684 | 0.00095403 | 0.0009469 | 0.00094828 | 0.00091034 | 0.00098685 | 0.00093557 | 0.00097661 | 0.00096721 | 0.00094938 | 0.0025794 | 0.0024608 | 0.0024644 | 0.0023461 | 2625.6914
NSW | N1 | North West NSW | Wind | 0 | 0 | 0 | 0 | 0 | 0 | 0 | 0 | 0 | 0 | 0 | 0 | 0 | 0 | 0 | 0 | 0 | 0 | 0 | 0 | 0 | 0 | 0 | 0 | 0
NSW | N2 | New England | Wind | 1246.2702 | 2103.5871 | 5824.6229 | 7091.5779 | 7572.6951 | 7261.3507 | 7756.2472 | 7442.1425 | 7285.0604 | 7509.8522 | 7878.3192 | 8186.6865 | 6918.4572 | 7239.0193 | 6959.6103 | 7256.2172 | 7068.3947 | 7099.8778 | 13011.4772 | 14666.8875 | 20679.3772 | 18608.3214 | 19132.9165 | 17770.658 | 20733.756
NSW | N3 | Central-West Orana | Wind | 1866.6088 | 1805.3423 | 2018.8514 | 4221.3367 | 4346.561 | 4209.3458 | 4443.6159 | 4301.2225 | 4215.2077 | 4456.0244 | 4673.7934 | 4660.5145 | 4306.2291 | 4324.5363 | 4214.0266 | 4495.5874 | 4370.2984 | 4398.8568 | 4630.2354 | 4745.9767 | 4631.9134 | 4252.1671 | 4228.3713 | 3753.5682 | 3981.6567
NSW | N4 | Broken Hill | Wind | 640.8413 | 630.8655 | 588.6979 | 616.2985 | 646.4926 | 652.1146 | 628.4454 | 594.0753 | 592.1478 | 630.6179 | 634.4123 | 610.1685 | 630.9883 | 645.6492 | 652.7184 | 635.4391 | 602.2151 | 0.00023892 | 0.00024608 | 0.00042665 | 0.00038596 | 0.00060237 | 0.0005823 | 0.00089294 | 0.00086221
NSW | N5 | South West NSW | Wind | 1.893e-05 | 3.7163e-05 | 3.1231e-05 | 0.00017862 | 0.00017126 | 0.00018067 | 0.00016958 | 0.00017142 | 0.00015348 | 0.00015628 | 0.00016967 | 0.00014665 | 0.00015863 | 0.00015706 | 0.00017016 | 0.0001571 | 0.00022696 | 0.00023637 | 0.00024599 | 0.00031278 | 0.00025586 | 0.00030682 | 0.00031137 | 0.00055985 | 0.00050826
NSW | N6 | Wagga Wagga | Wind | 1.5693e-05 | 2.9631e-05 | 2.8966e-05 | 9.59e-05 | 8.5668e-05 | 9.0692e-05 | 9.0547e-05 | 9.145e-05 | 7.4927e-05 | 7.7236e-05 | 8.2657e-05 | 8.0183e-05 | 8.1252e-05 | 7.7744e-05 | 8.4954e-05 | 8.3614e-05 | 0.00012539 | 0.00011999 | 0.00013393 | 0.00016308 | 0.00014734 | 0.00016973 | 0.00015978 | 0.00030117 | 0.00029123
NSW | N7 | Tumut | Wind | 0 | 0 | 0 | 0 | 0 | 0 | 0 | 0 | 0 | 0 | 0 | 0 | 0 | 0 | 0 | 0 | 0 | 0 | 0 | 0 | 0 | 0 | 0 | 0 | 0
NSW | N8 | Cooma-Monaro | Wind | 319.1561 | 752.4833 | 1163.3835 | 1148.3263 | 1266.147 | 1299.6634 | 1173.6714 | 1200.5246 | 1164.6122 | 1243.6451 | 1213.6157 | 1233.1262 | 1181.8746 | 1265.6555 | 971.1562 | 903.5775 | 949.5852 | 945.8126 | 992.7482 | 974.4291 | 961.5866 | 1114.0181 | 1183.2953 | 1195.6511 | 1103.31
NSW | N9 | Hunter-Central Coast | Wind | 1011.0559 | 974.8593 | 1440.5785 | 1985.2065 | 2260.751 | 2215.4191 | 2186.146 | 2219.712 | 2125.1974 | 2273.5057 | 2266.6422 | 2229.4314 | 2061.6947 | 2241.6307 | 2221.6583 | 2233.9064 | 2307.39 | 2299.9522 | 2409.3949 | 3150.2503 | 3159.8548 | 2843.5252 | 3031.101 | 2918.0882 | 4460.0306
VIC | V1 | Ovens Murray | Wind | 0 | 0 | 0 | 0 | 0 | 0 | 0 | 0 | 0 | 0 | 0 | 0 | 0 | 0 | 0 | 0 | 0 | 0 | 0 | 0 | 0 | 0 | 0 | 0 | 0
VIC | V2 | Murray River | Wind | 0 | 0 | 0 | 0 | 0 | 0 | 0 | 0 | 0 | 0 | 0 | 0 | 0 | 0 | 0 | 0 | 0 | 0 | 0 | 0 | 0 | 0 | 0 | 0 | 0
VIC | V3 | Western Victoria | Wind | 4827.6276 | 5051.848 | 4816.9229 | 7530.9043 | 7215.8228 | 7968.0517 | 7116.2961 | 7098.0794 | 6429.7568 | 6642.204 | 6935.7933 | 6273.8915 | 6607.0123 | 6395.2429 | 7063.3112 | 6346.8105 | 6313.5433 | 6142.7951 | 5279.3369 | 5518.3447 | 4895.1012 | 4617.0942 | 4395.6901 | 3155.6595 | 2867.6044
VIC | V4 | South West Victoria | Wind | 8995.2325 | 9334.5568 | 8602.8039 | 9382.934 | 9097.722 | 10265.0252 | 8841.4878 | 8897.4016 | 9017.2447 | 9264.2736 | 9706.2875 | 8520.5919 | 8066.8306 | 7735.5071 | 8121.164 | 7071.7585 | 7169.8317 | 7015.9398 | 7424.0659 | 4855.3374 | 4240.2459 | 5481.8648 | 5209.8761 | 6001.9887 | 5189.3282
VIC | V5 | Gippsland | Wind | 8.446e-06 | 1.1491e-05 | 1.409e-05 | 0.00029061 | 0.00027393 | 0.00029053 | 0.00028332 | 0.00028541 | 0.00026639 | 0.00024801 | 0.00028918 | 0.000253 | 0.00025915 | 0.00024089 | 0.00025694 | 0.00024166 | 0.00024844 | 0.00025508 | 0.0002466 | 0.00029649 | 0.00026573 | 0.0006015 | 0.00056209 | 0.00075395 | 0.00069835
VIC | V6 | Central North VIC | Wind | 7.6189e-06 | 8.964e-06 | 1.1043e-05 | 0.00021957 | 0.00020703 | 0.00021355 | 0.00022857 | 0.00022927 | 0.00019359 | 0.00020224 | 0.00021091 | 0.00018791 | 0.00019834 | 0.00018847 | 0.00019681 | 0.00020291 | 0.0002084 | 0.00018953 | 0.00020418 | 0.00021683 | 0.00018972 | 0.00024875 | 0.00023534 | 0.00052359 | 0.0032889
SA | S1 | South East SA | Wind | 675.1578 | 771.9646 | 637.0994 | 659.7685 | 645.6861 | 786.6661 | 674.4546 | 658.8219 | 684.0208 | 460.7655 | 480.4063 | 405.3835 | 79.2356 | 77.4846 | 0.00014935 | 0.00025126 | 0.00092823 | 0.00087948 | 0.00097318 | 0.0013817 | 0.0012044 | 0.0037196 | 0.0034397 | 0.0041331 | 0.0037169
SA | S2 | Riverland | Wind | 6.8256e-06 | 7.504e-06 | 7.8852e-06 | 4.4302e-05 | 3.9915e-05 | 4.1595e-05 | 3.8971e-05 | 4.0784e-05 | 3.594e-05 | 3.9944e-05 | 3.9585e-05 | 3.482e-05 | 3.934e-05 | 4.6268e-05 | 5.7885e-05 | 6.8832e-05 | 0.00010124 | 9.6145e-05 | 0.00013364 | 0.00013761 | 0.00011507 | 0.00015279 | 0.00015152 | 0.00019017 | 0.00016612
SA | S3 | Mid-North SA | Wind | 5203.5705 | 5682.3374 | 5279.7454 | 5226.0139 | 5304.2455 | 5729.3593 | 5078.2495 | 4954.1119 | 4602.3467 | 5051.1184 | 4472.6797 | 4153.5386 | 4229.127 | 3257.8264 | 3528.472 | 3263.058 | 4090.2086 | 3140.6633 | 3517.8424 | 3915.743 | 3415.0109 | 3919.9974 | 3855.7967 | 4127.5319 | 3850.3288
SA | S4 | Yorke Peninsula | Wind | 223.9614 | 258.6271 | 252.3085 | 251.1361 | 239.2917 | 0.00016838 | 0.00015335 | 0.00016278 | 0.00014028 | 0.00015417 | 0.0001505 | 0.0001435 | 0.00015059 | 0.0001455 | 0.00017214 | 0.00034672 | 0.00043062 | 0.00039382 | 0.00078791 | 0.0007659 | 0.00070669 | 0.0010303 | 0.00097471 | 0.0015583 | 0.0013416
SA | S5 | Northern SA | Wind | 1237.3951 | 1386.4922 | 1291.2908 | 1273.8814 | 1318.156 | 1349.5659 | 1219.1472 | 1268.0534 | 1232.7035 | 1346.0558 | 1383.7551 | 1286.1033 | 1307.9722 | 1335.4507 | 1375.6365 | 1274.7091 | 1306.4844 | 1234.671 | 1313.498 | 619.6349 | 497.9079 | 488.9704 | 500.4907 | 544.1113 | 510.1244
SA | S6 | Leigh Creek | Wind | 9.9014e-06 | 1.1481e-05 | 2.1342e-05 | 2431.6224 | 2496.6535 | 2551.9113 | 2438.2409 | 2377.4462 | 2248.8713 | 2420.5132 | 2409.2123 | 2558.5671 | 2498.8671 | 2519.9259 | 2590.711 | 2528.37 | 2450.8351 | 2257.4234 | 2366.9916 | 2340.1623 | 5022.8174 | 5980.4919 | 5924.6261 | 6000.6629 | 5955.6486
SA | S7 | Roxby Downs | Wind | 0 | 0 | 0 | 0 | 0 | 0 | 0 | 0 | 0 | 0 | 0 | 0 | 0 | 0 | 0 | 0 | 0 | 0 | 0 | 0 | 0 | 0 | 0 | 0 | 0
SA | S8 | Eastern Eyre Peninsula | Wind | 307.0364 | 340.8542 | 356.6201 | 338.3446 | 180.4588 | 172.3752 | 144.5085 | 147.4222 | 146.9347 | 0.00034995 | 0.00033881 | 0.00033853 | 0.00035076 | 0.00033922 | 0.0003805 | 226.3882 | 231.0107 | 210.1442 | 582.6121 | 551.8719 | 516.9869 | 515.5211 | 501.8105 | 561.9983 | 505.2175
SA | S9 | Western Eyre Peninsula | Wind | 8.6203e-06 | 9.2883e-06 | 1.2095e-05 | 0.00013278 | 0.00012858 | 0.00013979 | 0.00013198 | 0.00013312 | 0.00011136 | 0.00012173 | 0.00011942 | 0.00011952 | 0.00012272 | 0.00012049 | 0.00013629 | 0.00031586 | 0.00032801 | 0.00029673 | 0.00034247 | 0.00033861 | 0.00031814 | 0.00031958 | 0.00030726 | 0.00076804 | 0.0024122
TAS | T1 | North East Tasmania | Wind | 519.3645 | 518.6344 | 486.7825 | 453.5961 | 441.7483 | 504.024 | 470.8034 | 476.4431 | 540.717 | 507.5096 | 522.0637 | 490.9357 | 461.4182 | 446.9013 | 501.0726 | 462.6525 | 463.1075 | 531.3367 | 502.7834 | 521.4406 | 489.6963 | 465.3193 | 456.7545 | 508.1805 | 0.00054261
TAS | T2 | North West Tasmania | Wind | 701.7106 | 666.2913 | 624.7023 | 614.0295 | 592.4817 | 665.6287 | 645.6165 | 617.4019 | 664.6386 | 687.3669 | 670.1796 | 629.0744 | 633.9155 | 598.8861 | 657.862 | 632.72 | 601.7821 | 650.4659 | 679.0404 | 670.1879 | 631.9048 | 634.6276 | 609.9964 | 666.07 | 375.1966
TAS | T3 | Central Highlands | Wind | 1782.4227 | 3094.9659 | 3353.084 | 3762.6082 | 3625.4919 | 3751.0421 | 3744.0477 | 3734.4856 | 3839.035 | 3827.3615 | 4088.1393 | 4133.6823 | 4185.3364 | 3990.8416 | 3961.7798 | 3919.4783 | 3866.4513 | 3933.164 | 3810.6652 | 4067.2946 | 4129.3769 | 4168.0087 | 3949.5277 | 3905.9381 | 3899.2438
Region | REZ | REZ Name | Technology | 2026-27 | 2027-28 | 2028-29 | 2029-30 | 2030-31 | 2031-32 | 2032-33 | 2033-34 | 2034-35 | 2035-36 | 2036-37 | 2037-38 | 2038-39 | 2039-40 | 2040-41 | 2041-42 | 2042-43 | 2043-44 | 2044-45 | 2045-46 | 2046-47 | 2047-48 | 2048-49 | 2049-50 | 2050-51
NSW | O1 | Hunter Coast | Offshore Wind | 3.3432e-06 | 4.3233e-06 | 4.8302e-06 | 6.8766e-06 | 6.0488e-06 | 5.4568e-06 | 5.7179e-06 | 5.8842e-06 | 5.5991e-06 | 5.2651e-06 | 5.4532e-06 | 5.8658e-06 | 4.9458e-06 | 5.9269e-06 | 5.664e-06 | 7.3544e-06 | 8.5673e-06 | 9.6196e-06 | 9.0674e-06 | 1.0654e-05 | 1.2019e-05 | 1.0148e-05 | 1.3025e-05 | 1.206e-05 | 1.4698e-05
NSW | O2 | Illawarra Coast | Offshore Wind | 1.5321e-05 | 2.4651e-05 | 2.7704e-05 | 3.1473e-05 | 2.8326e-05 | 2.837e-05 | 2.7948e-05 | 2.7846e-05 | 2.4424e-05 | 2.4558e-05 | 2.3629e-05 | 2.6448e-05 | 2.4424e-05 | 2.6132e-05 | 2.7059e-05 | 2.8093e-05 | 2.9457e-05 | 3.0183e-05 | 3.1602e-05 | 3.2407e-05 | 4.1824e-05 | 3.9075e-05 | 4.5469e-05 | 5.2234e-05 | 6.1655e-05
VIC | O3 | Gippsland Coast | Offshore Wind | 6.4589e-06 | 6.9008e-06 | 1497.6418 | 7678.5337 | 7613.4956 | 8093.158 | 7907.7715 | 8173.3438 | 13543.012 | 13448.2 | 13612.675 | 13551.138 | 13409.106 | 12794.256 | 13731.583 | 13199.391 | 14175.814 | 14499.662 | 14706.262 | 15214.524 | 14861.491 | 14826.612 | 14113.139 | 15264.136 | 14471.936
TAS | O4 | North West Tasmania Coast | Offshore Wind | 1.0708e-05 | 1.1393e-05 | 1.1681e-05 | 1.2925e-05 | 1.2435e-05 | 1.4391e-05 | 1.3271e-05 | 1.508e-05 | 1.5154e-05 | 1.6217e-05 | 1.6197e-05 | 1.6372e-05 | 1.8147e-05 | 2.5558e-05 | 2.8089e-05 | 2.5381e-05 | 2.6256e-05 | 2.6313e-05 | 2.7737e-05 | 2.7627e-05 | 2.6676e-05 | 2.7202e-05 | 2.5727e-05 | 2.9156e-05 | 2.7098e-05
VIC | O5 | Portland Coast | Offshore Wind | 5.7103e-06 | 6.3634e-06 | 7.2106e-05 | 1733.2218 | 1673.1353 | 1724.1024 | 1639.6509 | 1671.005 | 2520.8147 | 2550.4111 | 2924.3113 | 5526.9097 | 8897.034 | 10264.222 | 10721.54 | 9979.329 | 10436.588 | 10537.009 | 10911.965 | 11695.171 | 11174.982 | 12147.94 | 11312.539 | 11879.835 | 10995.317
SA | O6 | South East SA Coast | Offshore Wind | 5.2668e-06 | 5.9476e-06 | 6.4759e-06 | 2.0573e-05 | 1.6605e-05 | 1.744e-05 | 1.6504e-05 | 1.7006e-05 | 1.5544e-05 | 1.5281e-05 | 1.5962e-05 | 1.5034e-05 | 1.7216e-05 | 1.6875e-05 | 1.9504e-05 | 2.0438e-05 | 2.4288e-05 | 2.5314e-05 | 2.5188e-05 | 3.0497e-05 | 2.8042e-05 | 3.8854e-05 | 3.6768e-05 | 4.3095e-05 | 3.9357e-05

## BaseCase_REZ Capacity
Installed capacity by REZ (MW) - BaseCase, Progressive Change Scenario
Capacity calculated on 1 July. In early study years some wind and solar projects enter later in the financial year and are therefore reflected in the following financial year's capacity. REZ capacity includes capacity from the existing, committed and anticipated renewables mapped to the relevant REZs. Does not include capacity from renewables not in a REZ.
Non-scheduled generation including Distributed PV is not shown.
Region | REZ | REZ Name | Technology | 2026-27 | 2027-28 | 2028-29 | 2029-30 | 2030-31 | 2031-32 | 2032-33 | 2033-34 | 2034-35 | 2035-36 | 2036-37 | 2037-38 | 2038-39 | 2039-40 | 2040-41 | 2041-42 | 2042-43 | 2043-44 | 2044-45 | 2045-46 | 2046-47 | 2047-48 | 2048-49 | 2049-50 | 2050-51
QLD | Q1 | Far North QLD | Solar | 0 | 0 | 0 | 0 | 0 | 0 | 0 | 0 | 0 | 0 | 0 | 0 | 0 | 0 | 0 | 0 | 0 | 0 | 0 | 0 | 0 | 0 | 0 | 0 | 0
QLD | Q2 | North Qld Clean Energy Hub | Solar | 83 | 83 | 83 | 83 | 83 | 83 | 83 | 83 | 83 | 83 | 83 | 33 | 33 | 33 | 33 | 33 | 33 | 33 | 33 | 33 | 18 | 18 | 0 | 0 | 0
QLD | Q3 | Northern Qld | Solar | 513.997 | 513.997 | 513.997 | 513.997 | 513.997 | 513.997 | 513.997 | 600.0731 | 985.1417 | 985.1417 | 985.1417 | 985.1417 | 985.1417 | 985.1417 | 985.1417 | 985.1417 | 842.1417 | 714.1417 | 714.1417 | 714.1417 | 714.1417 | 680.8667 | 932.5203 | 932.5203 | 799.9233
QLD | Q4 | Isaac | Solar | 684.9 | 684.9 | 684.9 | 684.9 | 684.9 | 684.9 | 684.9 | 1166.2642 | 1166.2642 | 1166.2642 | 1166.2642 | 1166.2642 | 1166.2642 | 1166.2642 | 1166.2642 | 1166.2642 | 1166.2642 | 1166.2642 | 1123.7642 | 1123.7642 | 1123.7642 | 1123.7642 | 664.8642 | 507.3642 | 481.3642
QLD | Q5 | Barcaldine | Solar | 14 | 14 | 14 | 14 | 14 | 14 | 14 | 14.0002 | 81.7985 | 81.7985 | 81.7985 | 81.7985 | 81.7985 | 81.7985 | 81.7985 | 81.7985 | 81.7985 | 67.7985 | 67.7985 | 67.7985 | 67.7985 | 67.7985 | 67.7985 | 67.7985 | 67.7985
QLD | Q6 | Fitzroy | Solar | 401.5 | 401.5 | 401.5 | 401.5 | 401.5 | 401.5 | 401.5 | 712.8432 | 3996.4517 | 3996.4517 | 3996.4517 | 3996.4517 | 3996.4517 | 3996.4517 | 3996.4517 | 3996.4517 | 3996.4517 | 3996.4517 | 3996.4517 | 3996.4517 | 3996.4517 | 3996.4517 | 3996.4517 | 3996.4517 | 3996.4517
QLD | Q7 | Wide Bay | Solar | 607.83 | 607.83 | 607.83 | 644.4569 | 644.4569 | 644.4569 | 644.4569 | 644.4569 | 750.6756 | 750.6756 | 750.6756 | 750.6756 | 750.6756 | 750.6756 | 750.6756 | 750.6756 | 750.6756 | 750.6756 | 750.6756 | 750.6756 | 750.6756 | 750.6756 | 750.6756 | 662.1371 | 662.1371
QLD | Q8 | Darling Downs | Solar | 1476.558 | 1476.558 | 1476.558 | 2361.3779 | 2361.3779 | 2361.3779 | 2361.3779 | 2361.3779 | 3850.8466 | 3850.8466 | 3729.8466 | 3729.8466 | 3729.8466 | 3729.8466 | 3729.8466 | 3729.8466 | 3729.8466 | 3704.8466 | 3601.8866 | 3569.7826 | 2920.4286 | 2920.4286 | 2885.9286 | 2830.2886 | 2830.2886
QLD | Q9 | Banana | Solar | 0 | 0 | 0 | 985.5893 | 985.5893 | 985.5893 | 985.5893 | 985.5893 | 985.5893 | 985.5893 | 985.5893 | 985.5893 | 985.5893 | 985.5893 | 985.5893 | 985.5893 | 985.5893 | 985.5893 | 985.5893 | 985.5893 | 985.5893 | 1519.8734 | 3844.5774 | 3844.5774 | 3844.5774
NSW | N1 | North West NSW | Solar | 245.6812 | 245.6812 | 245.6812 | 245.6812 | 245.6812 | 245.6812 | 245.6812 | 245.6812 | 245.6812 | 245.6812 | 245.6812 | 245.6812 | 245.6812 | 245.6812 | 245.6812 | 245.6812 | 245.6812 | 245.6812 | 245.6812 | 245.6812 | 228.398 | 236.2516 | 236.2516 | 236.2516 | 236.2516
NSW | N2 | New England | Solar | 753.8162 | 753.8163 | 753.8163 | 753.8163 | 753.8163 | 753.8163 | 753.8163 | 753.8163 | 753.8163 | 753.8163 | 753.8163 | 753.8163 | 753.8163 | 753.8163 | 753.8163 | 753.8163 | 753.8163 | 733.8163 | 733.8163 | 733.8163 | 733.8163 | 733.8163 | 733.8163 | 733.8163 | 733.8163
NSW | N3 | Central-West Orana | Solar | 1739.095 | 2485.281 | 2485.281 | 2485.281 | 2485.281 | 2485.281 | 2485.281 | 2485.281 | 2485.281 | 2485.281 | 2485.281 | 2485.281 | 2485.281 | 2485.281 | 2485.281 | 2485.281 | 2383.256 | 2383.256 | 2383.256 | 2347.176 | 2347.176 | 3183.604 | 3133.604 | 2930.564 | 2860.814
NSW | N4 | Broken Hill | Solar | 238.8036 | 238.8036 | 238.8036 | 238.8036 | 238.8036 | 238.8036 | 238.8036 | 238.8036 | 238.8036 | 238.8036 | 238.8036 | 238.8036 | 238.8036 | 238.8036 | 238.8036 | 238.8036 | 238.8036 | 185.8036 | 185.8036 | 185.8036 | 311.7724 | 311.7724 | 311.7724 | 311.7724 | 311.7724
NSW | N5 | South West NSW | Solar | 2056.2258 | 2605.7656 | 2605.7656 | 2605.7656 | 2605.7656 | 2605.7656 | 2605.7656 | 2605.7656 | 2605.7656 | 2605.7656 | 2605.7656 | 2605.7656 | 2605.7656 | 2605.7656 | 2605.7656 | 2605.7656 | 2605.7656 | 2455.4656 | 2455.4656 | 2455.4656 | 2370.4656 | 2370.4656 | 2370.4656 | 1979.3056 | 1730.3256
NSW | N6 | Wagga Wagga | Solar | 1691.028 | 1691.028 | 1691.028 | 1691.028 | 1691.028 | 1691.028 | 1691.028 | 1691.028 | 1691.028 | 1691.028 | 1691.028 | 1691.028 | 1691.028 | 1691.028 | 1691.028 | 1691.028 | 1691.028 | 1691.028 | 1691.028 | 1691.028 | 1691.028 | 1691.028 | 1691.028 | 1691.028 | 1498
NSW | N7 | Tumut | Solar | 0 | 0 | 0 | 0 | 0 | 0 | 0 | 0 | 0 | 0 | 0 | 0 | 0 | 0 | 0 | 0 | 0 | 0 | 0 | 0 | 0 | 0 | 0 | 0 | 0
NSW | N8 | Cooma-Monaro | Solar | 0 | 0 | 0 | 0 | 0 | 0 | 0 | 0 | 0 | 0 | 0 | 0 | 0 | 0 | 0 | 0 | 0 | 0 | 0 | 0 | 0 | 0 | 0 | 0 | 0
NSW | N9 | Hunter-Central Coast | Solar | 0 | 0 | 0 | 0 | 0 | 0 | 0 | 0 | 0 | 0 | 0 | 0 | 0 | 0 | 0 | 0 | 0 | 0 | 0 | 0 | 0 | 0 | 0 | 0 | 0
VIC | V1 | Ovens Murray | Solar | 0 | 0 | 0 | 328.7285 | 328.7285 | 328.7285 | 328.7285 | 328.7285 | 328.7285 | 328.7285 | 328.7285 | 328.7285 | 328.7285 | 328.7285 | 328.7285 | 328.7285 | 328.7285 | 328.7285 | 328.7285 | 328.7285 | 328.7285 | 328.7285 | 328.7285 | 328.7285 | 328.7285
VIC | V2 | Murray River | Solar | 774.093 | 774.093 | 774.093 | 1748.0368 | 1748.037 | 1748.0368 | 1748.0368 | 1748.0368 | 3577.5788 | 3577.5788 | 3577.5788 | 3577.5788 | 3577.5788 | 3577.5788 | 3577.5788 | 3577.5788 | 3577.5788 | 3577.5788 | 3577.5788 | 3546.4758 | 3546.4758 | 3546.4758 | 3388.4958 | 2991.0458 | 3033.895
VIC | V3 | Western Victoria | Solar | 0 | 0 | 0 | 0.00011717 | 0.00011717 | 0.00011717 | 0.00011719 | 0.00011719 | 0.0001172 | 0.0001172 | 0.0001172 | 0.00011721 | 0.00011721 | 0.00011721 | 0.00011722 | 0.00011724 | 0.00011725 | 0.0001173 | 0.00011732 | 0.00011737 | 0.00011743 | 0.00011755 | 0.00011776 | 0.00011783 | 0.00011823
VIC | V4 | South West Victoria | Solar | 0 | 0 | 0 | 0 | 0 | 0 | 0 | 0 | 0 | 0 | 0 | 0 | 0 | 0 | 0 | 0 | 0 | 0 | 0 | 0 | 0 | 0 | 0 | 0 | 0
VIC | V5 | Gippsland | Solar | 77 | 77 | 77 | 77 | 77 | 77 | 77 | 77 | 77 | 77 | 77 | 77 | 77 | 77 | 77 | 77 | 77 | 77 | 77 | 77 | 77 | 77 | 77 | 77 | 77
VIC | V6 | Central North VIC | Solar | 622.48 | 622.48 | 622.48 | 899.1128 | 899.1128 | 899.1128 | 899.1128 | 899.1128 | 899.1128 | 899.1128 | 899.1128 | 899.1128 | 899.1128 | 899.1128 | 899.1128 | 899.1128 | 899.1128 | 899.1128 | 788.6328 | 788.6328 | 788.6328 | 788.6328 | 788.6328 | 788.6328 | 788.6328
SA | S1 | South East SA | Solar | 512.16 | 512.16 | 512.16 | 512.16 | 512.16 | 512.16 | 512.16 | 512.16 | 512.16 | 512.16 | 512.16 | 512.16 | 512.16 | 512.16 | 512.16 | 481.62 | 481.62 | 481.62 | 481.62 | 481.62 | 481.62 | 481.62 | 481.62 | 373.62 | 373.62
SA | S2 | Riverland | Solar | 55.26 | 55.26 | 55.26 | 55.26 | 55.26 | 49.14 | 49.14 | 49.14 | 49.14 | 49.14 | 49.14 | 49.14 | 49.14 | 49.14 | 49.14 | 37.38 | 37.38 | 37.38 | 37.38 | 30 | 30 | 30 | 30 | 30 | 30
SA | S3 | Mid-North SA | Solar | 0 | 0 | 0 | 0 | 0 | 0 | 0 | 0 | 0 | 0 | 0 | 0 | 0 | 0 | 0 | 0 | 0 | 0 | 0 | 0 | 0 | 0.00013595 | 0.00013657 | 0.0001368 | 0.00016114
SA | S4 | Yorke Peninsula | Solar | 0 | 0 | 0 | 0 | 0 | 0 | 0 | 0 | 0 | 0 | 0 | 0 | 0 | 0 | 0 | 0 | 0 | 0 | 0 | 0 | 0 | 0 | 0 | 0 | 0
SA | S5 | Northern SA | Solar | 349.2 | 349.2 | 349.2 | 349.2 | 349.2 | 349.2 | 349.2 | 349.2 | 349.2 | 349.2 | 349.2 | 349.2 | 349.2 | 349.2 | 349.2 | 349.2 | 349.2 | 349.2001 | 79.2001 | 79.2001 | 79.2001 | 0.00014526 | 0.00014547 | 0.00014566 | 0.00019503
SA | S6 | Leigh Creek | Solar | 0 | 0 | 0 | 180.0216 | 180.0216 | 180.0216 | 180.0216 | 180.0216 | 180.0216 | 180.0216 | 180.0216 | 180.0216 | 180.0216 | 180.0216 | 180.0216 | 180.0216 | 180.0216 | 1861.3064 | 2463.3872 | 2463.3872 | 2463.3872 | 2463.3872 | 2463.3872 | 2463.3872 | 2463.3872
SA | S7 | Roxby Downs | Solar | 0 | 0 | 0 | 0 | 0 | 0 | 0 | 0 | 0 | 0 | 0 | 0 | 0 | 0 | 0 | 0 | 0 | 0.00010336 | 0.00014443 | 0.0001445 | 0.00014502 | 0.00019582 | 0.00023152 | 0.0002316 | 0.00023172
SA | S8 | Eastern Eyre Peninsula | Solar | 0 | 0 | 0 | 0 | 0 | 0 | 0 | 0 | 0 | 0 | 0 | 0 | 0 | 0 | 0 | 0 | 0 | 0 | 0 | 0 | 0 | 0 | 0 | 0 | 0
SA | S9 | Western Eyre Peninsula | Solar | 0 | 0 | 0 | 0 | 0 | 0 | 0 | 0 | 0 | 0 | 0 | 0 | 0 | 0 | 0 | 0 | 0 | 0 | 0 | 0 | 0 | 0 | 0 | 0 | 0
TAS | T1 | North East Tasmania | Solar | 0 | 0 | 0 | 0 | 0 | 0 | 0 | 0 | 0 | 0 | 0 | 0 | 0 | 0 | 0 | 0 | 0 | 0 | 0 | 0 | 0 | 0 | 0 | 0 | 0
TAS | T2 | North West Tasmania | Solar | 0 | 0 | 0 | 0 | 0 | 0 | 0 | 0 | 0 | 0 | 0 | 0 | 0 | 0 | 0 | 0 | 0 | 0 | 0 | 0 | 0 | 0 | 0 | 0 | 0
TAS | T3 | Central Highlands | Solar | 0 | 0 | 0 | 0 | 0 | 0 | 0 | 0 | 0 | 0 | 0 | 0 | 0 | 0 | 0 | 0 | 0 | 0 | 0 | 0 | 0 | 0 | 0 | 0 | 0
Region | REZ | REZ Name | Technology | 2026-27 | 2027-28 | 2028-29 | 2029-30 | 2030-31 | 2031-32 | 2032-33 | 2033-34 | 2034-35 | 2035-36 | 2036-37 | 2037-38 | 2038-39 | 2039-40 | 2040-41 | 2041-42 | 2042-43 | 2043-44 | 2044-45 | 2045-46 | 2046-47 | 2047-48 | 2048-49 | 2049-50 | 2050-51
QLD | Q1 | Far North QLD | Wind | 330.318 | 330.318 | 625.7481 | 830.318 | 830.318 | 830.318 | 830.318 | 830.318 | 830.318 | 830.318 | 830.318 | 830.318 | 830.318 | 830.318 | 830.318 | 830.318 | 830.318 | 649.8 | 649.8 | 649.8 | 649.8 | 649.8 | 499.9999 | 499.9999 | 499.9999
QLD | Q2 | North Qld Clean Energy Hub | Wind | 43.2 | 43.2 | 43.2 | 43.2 | 43.2 | 43.2 | 43.2 | 43.2 | 43.2 | 43.2 | 43.2 | 43.2 | 43.2 | 43.2 | 43.2 | 43.2 | 43.2 | 43.2 | 43.2 | 43.2 | 43.2 | 43.2 | 43.2 | 43.2 | 43.2
QLD | Q3 | Northern Qld | Wind | 0 | 0 | 0 | 0 | 0 | 0 | 0 | 0 | 0 | 0 | 0 | 0 | 0 | 0 | 0 | 0 | 0 | 0 | 0 | 0 | 0 | 0 | 0 | 0 | 0
QLD | Q4 | Isaac | Wind | 450 | 450 | 450 | 1450 | 1450 | 1450 | 1450 | 1450 | 1450 | 1450 | 1450 | 1450 | 1450 | 1450 | 1450 | 1450 | 1450 | 1450 | 1450 | 1450 | 1450 | 1450 | 1450 | 2421.6118 | 2572.8807
QLD | Q5 | Barcaldine | Wind | 0 | 0 | 0 | 0.0001212 | 0.0001212 | 0.0001212 | 0.0001212 | 0.0001212 | 0.00012143 | 0.00012144 | 0.00012146 | 0.00012148 | 0.00012149 | 0.00012151 | 0.00012153 | 0.00012163 | 0.00012182 | 0.00081685 | 0.00081701 | 0.00081712 | 90.9898 | 90.9898 | 90.9898 | 90.9898 | 99.0416
QLD | Q6 | Fitzroy | Wind | 0 | 0 | 0 | 900 | 900 | 900 | 900 | 900 | 900 | 900 | 900 | 900 | 900 | 900 | 900 | 900 | 900 | 900.0001 | 900.0002 | 900.0002 | 1311.3886 | 1311.3886 | 1311.3886 | 1597.1995 | 1597.1995
QLD | Q7 | Wide Bay | Wind | 0 | 0 | 0 | 35.2879 | 35.2879 | 35.2879 | 35.2879 | 35.2879 | 35.2879 | 35.2879 | 35.2879 | 35.2879 | 35.2879 | 35.2879 | 35.2879 | 35.2879 | 35.2879 | 35.2879 | 35.2879 | 35.2879 | 35.288 | 35.288 | 35.288 | 35.288 | 35.288
QLD | Q8 | Darling Downs | Wind | 1800.89 | 1800.89 | 1800.89 | 4878.4662 | 4878.4662 | 4878.4662 | 4878.4662 | 4878.4662 | 4878.4662 | 4878.4662 | 4878.4662 | 4878.4662 | 4878.4662 | 4878.4662 | 4878.4662 | 4878.4662 | 4878.4662 | 4878.4662 | 4425.5762 | 4425.5762 | 4425.5762 | 4425.5762 | 4425.5762 | 4425.5762 | 4435.1526
QLD | Q9 | Banana | Wind | 0 | 0 | 0 | 0.00040898 | 0.00040898 | 0.00040898 | 0.00040898 | 0.00040898 | 0.00040919 | 0.0004092 | 0.00040921 | 0.00040923 | 0.00040924 | 0.00040924 | 0.00040926 | 0.00040936 | 0.00040944 | 0.00040959 | 0.00040992 | 0.00041001 | 0.0010376 | 0.0010376 | 0.0010376 | 0.0010376 | 1065.6722
NSW | N1 | North West NSW | Wind | 0 | 0 | 0 | 0 | 0 | 0 | 0 | 0 | 0 | 0 | 0 | 0 | 0 | 0 | 0 | 0 | 0 | 0 | 0 | 0 | 0 | 0 | 0 | 0 | 0
NSW | N2 | New England | Wind | 442.48 | 708.4045 | 1906.7684 | 2489.2009 | 2489.2009 | 2489.2009 | 2489.2009 | 2489.2009 | 2489.2009 | 2489.2009 | 2489.2009 | 2489.2009 | 2316.7209 | 2316.7209 | 2316.7209 | 2316.7209 | 2317.5683 | 2302.6677 | 4104.0476 | 4606.0779 | 6273.7931 | 6273.7931 | 6273.7931 | 6273.7931 | 6901.7572
NSW | N3 | Central-West Orana | Wind | 731.19 | 731.19 | 731.1932 | 1531.19 | 1531.19 | 1531.19 | 1531.19 | 1531.19 | 1531.19 | 1531.19 | 1531.19 | 1531.19 | 1531.19 | 1531.19 | 1531.19 | 1531.19 | 1531.19 | 1531.19 | 1531.19 | 1531.19 | 1531.19 | 1531.19 | 1531.19 | 1418 | 1418
NSW | N4 | Broken Hill | Wind | 198.94 | 198.94 | 198.94 | 198.94 | 198.94 | 198.94 | 198.94 | 198.94 | 198.94 | 198.94 | 198.94 | 198.94 | 198.94 | 198.94 | 198.94 | 198.94 | 198.94 | 0 | 0 | 0.00012729 | 0.0001275 | 0.0001959 | 0.00019602 | 0.00039645 | 0.00039688
NSW | N5 | South West NSW | Wind | 0 | 0 | 0 | 0 | 0 | 0 | 0 | 0 | 0 | 0 | 0 | 0 | 0 | 0 | 0 | 0 | 0 | 0 | 0 | 0 | 0 | 0 | 0 | 0.0002686 | 0.0002688
NSW | N6 | Wagga Wagga | Wind | 0 | 0 | 0 | 0 | 0 | 0 | 0 | 0 | 0 | 0 | 0 | 0 | 0 | 0 | 0 | 0 | 0 | 0 | 0 | 0 | 0 | 0 | 0 | 0.00010412 | 0.00010419
NSW | N7 | Tumut | Wind | 0 | 0 | 0 | 0 | 0 | 0 | 0 | 0 | 0 | 0 | 0 | 0 | 0 | 0 | 0 | 0 | 0 | 0 | 0 | 0 | 0 | 0 | 0 | 0 | 0
NSW | N8 | Cooma-Monaro | Wind | 113 | 249.9069 | 399.5769 | 400.1313 | 400.1313 | 400.1313 | 400.1313 | 400.1313 | 400.1313 | 400.1313 | 400.1313 | 400.1313 | 400.1313 | 400.1313 | 287.1313 | 287.1313 | 287.1313 | 287.1313 | 287.1313 | 300 | 300 | 368.421 | 368.421 | 368.421 | 368.421
NSW | N9 | Hunter-Central Coast | Wind | 516 | 516 | 773.753 | 944.9371 | 944.9371 | 944.9371 | 944.9371 | 944.9371 | 944.9371 | 944.9371 | 944.9371 | 944.9371 | 944.9371 | 944.9371 | 944.9371 | 944.9371 | 944.9371 | 944.9371 | 944.9371 | 1261.1061 | 1294.6794 | 1294.6794 | 1294.6794 | 1294.6794 | 1916
VIC | V1 | Ovens Murray | Wind | 0 | 0 | 0 | 0 | 0 | 0 | 0 | 0 | 0 | 0 | 0 | 0 | 0 | 0 | 0 | 0 | 0 | 0 | 0 | 0 | 0 | 0 | 0 | 0 | 0
VIC | V2 | Murray River | Wind | 0 | 0 | 0 | 0 | 0 | 0 | 0 | 0 | 0 | 0 | 0 | 0 | 0 | 0 | 0 | 0 | 0 | 0 | 0 | 0 | 0 | 0 | 0 | 0 | 0
VIC | V3 | Western Victoria | Wind | 1934.5 | 1934.5 | 1934.5 | 2634.5 | 2582 | 2582 | 2582 | 2582 | 2390 | 2390 | 2390 | 2390 | 2390 | 2390 | 2390 | 2390 | 2358.95 | 2227.75 | 1835.8 | 1835.8 | 1835.8 | 1567.1001 | 1567.1001 | 909.0002 | 909.0002
VIC | V4 | South West Victoria | Wind | 3170.66 | 3170.66 | 3170.66 | 3170.6602 | 3170.6602 | 3170.6602 | 3170.6602 | 3170.6602 | 3170.6602 | 3170.6602 | 3170.6602 | 3103.4602 | 2683.4602 | 2683.4602 | 2501.7602 | 2501.7602 | 2482.2602 | 2289.6602 | 2289.6602 | 1426.1002 | 1426.1002 | 1727.3739 | 1727.3739 | 1769.7222 | 1769.7222
VIC | V5 | Gippsland | Wind | 0 | 0 | 0 | 0 | 0 | 0 | 0 | 0 | 0 | 0 | 0 | 0 | 0 | 0 | 0 | 0 | 0 | 0 | 0 | 0 | 0 | 0.00017824 | 0.00017826 | 0.00021727 | 0.00021736
VIC | V6 | Central North VIC | Wind | 0 | 0 | 0 | 0 | 0 | 0 | 0 | 0 | 0 | 0 | 0 | 0 | 0 | 0 | 0 | 0 | 0 | 0 | 0 | 0 | 0 | 0 | 0 | 0.00025061 | 0.0014564
SA | S1 | South East SA | Wind | 324.5 | 324.5 | 324.5 | 324.5 | 324.5 | 324.5 | 324.5 | 324.5 | 324.5 | 198 | 198 | 198 | 39 | 39 | 0 | 0 | 0.00031261 | 0.00031303 | 0.0003131 | 0.00043421 | 0.0004343 | 0.001467 | 0.001467 | 0.0015748 | 0.0015749
SA | S2 | Riverland | Wind | 0 | 0 | 0 | 0 | 0 | 0 | 0 | 0 | 0 | 0 | 0 | 0 | 0 | 0 | 0 | 0 | 0 | 0 | 0 | 0 | 0 | 0 | 0 | 0 | 0
SA | S3 | Mid-North SA | Wind | 1756.06 | 1756.06 | 1756.06 | 1756.06 | 1756.06 | 1756.06 | 1756.06 | 1657.36 | 1657.36 | 1585.96 | 1401.16 | 1401.16 | 1401.16 | 1074.46 | 1074.46 | 1074.46 | 1319.995 | 1106.135 | 1106.135 | 1249.7491 | 1249.7491 | 1426.4194 | 1426.4194 | 1426.4194 | 1426.4194
SA | S4 | Yorke Peninsula | Wind | 90.75 | 90.75 | 90.75 | 90.75 | 90.75 | 0 | 0 | 0 | 0 | 0 | 0 | 0 | 0 | 0 | 0 | 0.00010634 | 0.00012848 | 0.00012855 | 0.00023296 | 0.00023304 | 0.00023313 | 0.00036021 | 0.00036029 | 0.00061867 | 0.00061885
SA | S5 | Northern SA | Wind | 422.4 | 422.4 | 422.4 | 422.4 | 422.4 | 422.4 | 422.4 | 422.4 | 422.4 | 422.4 | 422.4 | 422.4 | 422.4 | 422.4 | 422.4 | 422.4 | 422.4 | 422.4 | 422.4 | 210 | 210 | 210 | 210 | 210 | 210
SA | S6 | Leigh Creek | Wind | 0 | 0 | 0 | 768.1223 | 768.1223 | 768.1223 | 768.1223 | 768.1223 | 768.1223 | 768.1223 | 768.1223 | 768.1223 | 768.1223 | 768.1223 | 768.1223 | 768.1223 | 768.1223 | 768.1223 | 768.1223 | 768.1223 | 1634.5978 | 2059.8721 | 2059.8721 | 2059.8721 | 2059.8721
SA | S7 | Roxby Downs | Wind | 0 | 0 | 0 | 0 | 0 | 0 | 0 | 0 | 0 | 0 | 0 | 0 | 0 | 0 | 0 | 0 | 0 | 0 | 0 | 0 | 0 | 0 | 0 | 0 | 0
SA | S8 | Eastern Eyre Peninsula | Wind | 136 | 136 | 136 | 136 | 70 | 70 | 70 | 70 | 70 | 0 | 0 | 0 | 0 | 0 | 0 | 79.607 | 79.607 | 79.607 | 200 | 200 | 200 | 200 | 200 | 202.9131 | 203.3806
SA | S9 | Western Eyre Peninsula | Wind | 0 | 0 | 0 | 0 | 0 | 0 | 0 | 0 | 0 | 0 | 0 | 0 | 0 | 0 | 0 | 0 | 0 | 0 | 0 | 0 | 0 | 0 | 0 | 0.00023678 | 0.0010619
TAS | T1 | North East Tasmania | Wind | 168 | 168 | 168 | 168 | 168 | 168 | 168 | 168 | 168 | 168 | 168 | 168 | 168.0001 | 168.0002 | 168.0002 | 168.0002 | 168.0002 | 168.0002 | 168.0002 | 168.0002 | 168.0002 | 168.0002 | 168.0002 | 168.0002 | 0.00015358
TAS | T2 | North West Tasmania | Wind | 251.35 | 251.35 | 251.35 | 251.35 | 251.35 | 251.35 | 251.35 | 251.35 | 251.35 | 251.35 | 251.35 | 251.35 | 251.3501 | 251.3502 | 251.3502 | 251.3502 | 251.3502 | 251.3502 | 251.3502 | 251.3502 | 251.3502 | 251.3502 | 251.3502 | 251.3502 | 111.6002
TAS | T3 | Central Highlands | Wind | 427.4038 | 710.8077 | 994.2115 | 1290.6476 | 1410.333 | 1530.0184 | 1649.7038 | 1769.3892 | 1889.0745 | 2008.7599 | 2128.4453 | 2248.1306 | 2367.816 | 2487.5012 | 2487.5012 | 2487.5012 | 2487.5012 | 2487.5012 | 2343.5012 | 2343.5012 | 2343.5012 | 2343.5012 | 2343.5012 | 2343.5012 | 2343.5012
Region | REZ | REZ Name | Technology | 2026-27 | 2027-28 | 2028-29 | 2029-30 | 2030-31 | 2031-32 | 2032-33 | 2033-34 | 2034-35 | 2035-36 | 2036-37 | 2037-38 | 2038-39 | 2039-40 | 2040-41 | 2041-42 | 2042-43 | 2043-44 | 2044-45 | 2045-46 | 2046-47 | 2047-48 | 2048-49 | 2049-50 | 2050-51
NSW | O1 | Hunter Coast | Offshore Wind | 0 | 0 | 0 | 0 | 0 | 0 | 0 | 0 | 0 | 0 | 0 | 0 | 0 | 0 | 0 | 0 | 0 | 0 | 0 | 0 | 0 | 0 | 0 | 0 | 0
NSW | O2 | Illawarra Coast | Offshore Wind | 0 | 0 | 0 | 0 | 0 | 0 | 0 | 0 | 0 | 0 | 0 | 0 | 0 | 0 | 0 | 0 | 0 | 0 | 0 | 0 | 0 | 0 | 0 | 0 | 0
VIC | O3 | Gippsland Coast | Offshore Wind | 0 | 0 | 500 | 2726.4893 | 2726.4893 | 2726.4893 | 2726.4893 | 2726.4893 | 4896.0986 | 4896.0986 | 4896.0986 | 4896.0986 | 4896.0986 | 5052 | 5052 | 5052 | 5052 | 5052 | 5052 | 5052 | 5052 | 5052 | 5052 | 5052 | 5052
TAS | O4 | North West Tasmania Coast | Offshore Wind | 0 | 0 | 0 | 0 | 0 | 0 | 0 | 0 | 0 | 0 | 0 | 0 | 0 | 0 | 0 | 0 | 0 | 0 | 0 | 0 | 0 | 0 | 0 | 0 | 0
VIC | O5 | Portland Coast | Offshore Wind | 0 | 0 | 0 | 606.5107 | 606.5107 | 606.5107 | 606.5107 | 606.5107 | 1004.3884 | 1004.3884 | 1103.9016 | 2103.9016 | 3103.9016 | 3948 | 3948 | 3948 | 3948 | 3948 | 3948 | 3948 | 3948 | 3948 | 3948 | 3948 | 3948
SA | O6 | South East SA Coast | Offshore Wind | 0 | 0 | 0 | 0 | 0 | 0 | 0 | 0 | 0 | 0 | 0 | 0 | 0 | 0 | 0 | 0 | 0 | 0 | 0 | 0 | 0 | 0 | 0 | 0 | 0

## BaseCase_VOM Cost
VOM cost by technology ($000s) - BaseCase, Progressive Change Scenario
VOM | Real June 2024 dollars discounted to 1 July 2025
Explicitly modelled generation
Region | Technology | 2026-27 | 2027-28 | 2028-29 | 2029-30 | 2030-31 | 2031-32 | 2032-33 | 2033-34 | 2034-35 | 2035-36 | 2036-37 | 2037-38 | 2038-39 | 2039-40 | 2040-41 | 2041-42 | 2042-43 | 2043-44 | 2044-45 | 2045-46 | 2046-47 | 2047-48 | 2048-49 | 2049-50 | 2050-51
NEM | Black Coal | 344027.2315 | 309303.8211 | 286549.6216 | 69261.8585 | 77726.3467 | 72034.9534 | 70960.8895 | 64618.593 | 53299.787 | 45523.7906 | 42649.7215 | 48609.8378 | 42391.7135 | 38252.4516 | 25692.8967 | 23835.3862 | 16735.8805 | 15698.5663 | 13213.2933 | 13704.1315 | 12623.1246 | 10019.2653 | 9183.2207 | 9433.6977 | 9012.8547
NEM | Brown Coal | 123812.464 | 119688.227 | 79497.074 | 23889.7375 | 23440.5153 | 22323.169 | 18654.9163 | 21426.2348 | 18992.8405 | 16163.6195 | 15404.488 | 15209.7515 | 10712.4907 | 7744.315 | 11427.0685 | 11203.0175 | 10542.4505 | 10237.7645 | 9025.059 | 7980.7728 | 8141.9852 | 0 | 0 | 0 | 0
NEM | CCGT | 14832.8482 | 9659.4446 | 24926.5328 | 41821.286 | 32833.1697 | 31402.4189 | 28193.1432 | 32736.4435 | 16878.0676 | 8902.4241 | 11445.6293 | 11811.5725 | 14288.6926 | 13423.9553 | 13644.2989 | 14102.0602 | 16855.3423 | 11381.5619 | 8330.5029 | 4484.5313 | 6845.9706 | 6371.7785 | 5818.8626 | 5396.6195 | 3408.9188
NEM | Gas - Steam | 136.6291 | 48.9127 | 292.8052 | 316.9387 | 1353.054 | 611.6183 | 2028.1731 | 1004.0101 | 271.8297 | 87.8431 | 123.4579 | 223.0395 | 293.2766 | 0 | 0 | 0 | 0 | 0 | 0 | 0 | 0 | 0 | 0 | 0 | 0
NEM | OCGT / Diesel | 3773.8687 | 1575.5856 | 5229.2793 | 54644.234 | 16975.2134 | 13511.719 | 26845.2202 | 12569.8074 | 4775.0263 | 2043.0633 | 2975.1229 | 9564.9099 | 10799.337 | 15762.8848 | 17281.8138 | 20319.6766 | 26237.5305 | 36456.0583 | 21095.9622 | 26287.5721 | 20013.5345 | 25430.6378 | 26475.2795 | 24504.3054 | 19289.6414
NEM | Hydro | 111731.5245 | 90941.4236 | 108366.6549 | 85746.4533 | 77319.1077 | 70902.3774 | 68263.3753 | 70539.9229 | 62040.2333 | 53433.3583 | 47035.2229 | 53847.3248 | 44515.8446 | 38610.5507 | 34333.4765 | 32586.8906 | 32993.9805 | 31550.7027 | 28111.5046 | 24178.4269 | 28242.8881 | 23789.0797 | 20794.195 | 19229.0154 | 17906.3826
NEM | Hydrogen Turbine | 0 | 0 | 0 | 0 | 0 | 0 | 0 | 0 | 0 | 0 | 0 | 0 | 0 | 0 | 0 | 0 | 0 | 0 | 0 | 0 | 0 | 0 | 0 | 0 | 0
NEM | Wind | 3882.1659 | 3955.6862 | 4048.3181 | 6120.7832 | 5880.3561 | 5711.9064 | 5172.3185 | 4737.3394 | 4674.5619 | 4463.3043 | 4231.5748 | 3969.3768 | 3721.5637 | 3491.2812 | 3329.9428 | 3013.3966 | 2849.1408 | 2629.2062 | 2632.008 | 2468.4019 | 2459.1406 | 2301.3198 | 2089.8861 | 2009.3513 | 1948.9244
NEM | Solar PV | 2242.1048 | 2299.4894 | 2036.0727 | 2538.1659 | 2714.0412 | 2524.1893 | 2410.4427 | 2292.6476 | 2569.9327 | 2406.4329 | 2340.829 | 1978.8987 | 1929.5484 | 1823.9167 | 1734.3191 | 1727.4128 | 1621.6782 | 1619.6137 | 1554.0678 | 1475.8541 | 1168.2773 | 1193.2313 | 1187.0856 | 1045.5627 | 1025.9917
NEM | Grid Battery | 167.6134 | 454.0769 | 599.7741 | 1442.1475 | 1492.5701 | 1331.2594 | 1320.6414 | 1243.8576 | 1262.115 | 1189.5798 | 1165.1947 | 1077.0468 | 1027.2814 | 956.493 | 848.658 | 1043.304 | 972.4141 | 926.4352 | 905.265 | 868.5428 | 801.0418 | 724.9117 | 713.3495 | 423.6213 | 550.6377
NEM | PHES | 9157.9615 | 8704.9444 | 7675.1852 | 11248.8962 | 29067.0393 | 25567.3986 | 28063.6725 | 26612.036 | 23508.7037 | 22592.8849 | 22060.0998 | 21803.6455 | 17924.1715 | 17912.2755 | 14554.0215 | 14966.5476 | 13138.6798 | 12306.9403 | 13099.8007 | 11937.2163 | 9772.678 | 8630.7702 | 7857.4937 | 7697.9393 | 7655.0432
NEM | VPP | 18.4955 | 19.3189 | 19.4725 | 17.8056 | 18.9613 | 19.0419 | 19.694 | 19.5084 | 18.6994 | 18.5308 | 18.666 | 18.7512 | 18.7624 | 18.5634 | 18.0745 | 18.529 | 18.3215 | 18.102 | 18.4039 | 18.4411 | 18.1318 | 18.6135 | 18.4964 | 18.3996 | 18.192
Total |  | 613782.9072 | 546650.9305 | 519240.7904 | 297048.3064 | 268820.3749 | 245940.0516 | 251932.4867 | 237800.4007 | 188291.7969 | 156824.8317 | 149450.0067 | 168114.1551 | 147622.6822 | 137996.6872 | 122864.5702 | 122816.2212 | 121965.4188 | 122824.951 | 97985.8673 | 93403.8907 | 90086.7724 | 78479.6078 | 74137.8691 | 69758.5121 | 60816.5866
Region | Technology | 2026-27 | 2027-28 | 2028-29 | 2029-30 | 2030-31 | 2031-32 | 2032-33 | 2033-34 | 2034-35 | 2035-36 | 2036-37 | 2037-38 | 2038-39 | 2039-40 | 2040-41 | 2041-42 | 2042-43 | 2043-44 | 2044-45 | 2045-46 | 2046-47 | 2047-48 | 2048-49 | 2049-50 | 2050-51
NSW1 | Black Coal | 155837.334 | 130463.9516 | 120475.814 | 24955.9213 | 28031.5901 | 24534.3728 | 25555.3436 | 23504.344 | 19184.977 | 15428.943 | 14086.1425 | 15747.381 | 14667.777 | 12732.7365 | 0 | 0 | 0 | 0 | 0 | 0 | 0 | 0 | 0 | 0 | 0
NSW1 | Brown Coal | 0 | 0 | 0 | 0 | 0 | 0 | 0 | 0 | 0 | 0 | 0 | 0 | 0 | 0 | 0 | 0 | 0 | 0 | 0 | 0 | 0 | 0 | 0 | 0 | 0
NSW1 | CCGT | 440.7322 | 617.7446 | 2823.8535 | 8600.252 | 7079.1771 | 6683.8821 | 6160.7626 | 6668.7966 | 2442.4779 | 864.9386 | 1499.9217 | 2707.3896 | 3392.1316 | 3935.6793 | 3962.5929 | 4304.4422 | 5207.5917 | 0.00031543 | 0.00027401 | 0.00027179 | 0.00029871 | 0.00028231 | 0.00025417 | 0.00024143 | 0.00023108
NSW1 | Gas - Steam | 0 | 0 | 0 | 0 | 0 | 0 | 0 | 0 | 0 | 0 | 0 | 0 | 0 | 0 | 0 | 0 | 0 | 0 | 0 | 0 | 0 | 0 | 0 | 0 | 0
NSW1 | OCGT / Diesel | 223.0168 | 411.722 | 679.4941 | 19906.9721 | 4145.2214 | 2002.9896 | 7911.979 | 1458.5102 | 727.3628 | 289.5022 | 307.6984 | 2237.8235 | 2159.8942 | 4751.6112 | 6189.5779 | 6758.8707 | 8443.521 | 15252.6177 | 8373.4291 | 9855.5865 | 8770.3997 | 12396.5457 | 13329.4969 | 14087.438 | 9140.0092
NSW1 | Hydro | 27347.7353 | 21599.6718 | 30467.7522 | 22508.8915 | 17663.8927 | 16914.2537 | 14801.8955 | 16624.3484 | 15530.8793 | 13977.2328 | 11577.0153 | 15433.0865 | 11956.1792 | 10158.9878 | 9219.4843 | 8140.6402 | 8508.41 | 8613.1761 | 7579.1657 | 5939.3323 | 7782.4756 | 6125.6581 | 5033.5051 | 4759.3797 | 4326.6858
NSW1 | Hydrogen Turbine | 0 | 0 | 0 | 0 | 0 | 0 | 0 | 0 | 0 | 0 | 0 | 0 | 0 | 0 | 0 | 0 | 0 | 0 | 0 | 0 | 0 | 0 | 0 | 0 | 0
NSW1 | Wind | 974.1315 | 987.9521 | 1190.527 | 1388.6643 | 1398.438 | 1351.3633 | 1274.0854 | 1171.315 | 1086.0242 | 1065.6392 | 1006.6307 | 902.7357 | 752.1808 | 738.0332 | 680.6311 | 624.7086 | 578.4179 | 524.1036 | 662.1534 | 659.5503 | 722.6367 | 615.0051 | 574.7898 | 503.6514 | 552.9814
NSW1 | Solar PV | 1228.0455 | 1296.6067 | 1175.4533 | 1252.3295 | 1319.2835 | 1195.1408 | 1156.3935 | 1047.9714 | 917.5541 | 902.58 | 883.2545 | 742.2513 | 714.5077 | 706.0651 | 650.9545 | 638.5088 | 579.9949 | 525.5242 | 508.9792 | 472.9552 | 386.0742 | 400.517 | 390.3763 | 324.5562 | 297.3118
NSW1 | Grid Battery | 28.6975 | 175.4839 | 247.4606 | 693.2478 | 717.0137 | 641.6352 | 627.3502 | 582.5554 | 537.7286 | 517.084 | 498.5803 | 464.5297 | 445.2361 | 416.4678 | 377.6408 | 367.6625 | 340.096 | 319.8067 | 318.7478 | 299.9445 | 255.1563 | 225.6658 | 189.4297 | 56.7367 | 62.5762
NSW1 | PHES | 3369.2294 | 3282.3858 | 3090.5095 | 6999.7295 | 25481.8623 | 23088.8524 | 24489.248 | 23110.1889 | 20333.3513 | 19830.3023 | 19262.4756 | 19050.3855 | 15465.4965 | 15520.003 | 12555.2814 | 12985.6535 | 11253.3953 | 10585.3762 | 11441.5306 | 10358.2037 | 8699.8377 | 7546.5321 | 6943.3051 | 6777.33 | 6769.2702
NSW1 | VPP | 7.1538 | 7.6895 | 7.8554 | 7.1444 | 7.2113 | 7.2288 | 7.1579 | 7.0388 | 6.5342 | 6.3391 | 6.1283 | 6.2071 | 6.1827 | 6.1759 | 5.9957 | 6.0172 | 5.9391 | 5.8309 | 5.9365 | 5.8874 | 5.741 | 5.9031 | 5.7682 | 5.6476 | 5.6894
Total |  | 189456.076 | 158843.208 | 160158.7196 | 86313.1524 | 85843.69 | 76419.7186 | 81984.2158 | 74175.0686 | 60766.8893 | 52882.5611 | 49127.8473 | 57291.7899 | 49559.5859 | 48965.7598 | 33642.1585 | 33826.5037 | 34917.366 | 35826.4358 | 28889.9425 | 27591.4602 | 26622.3214 | 27315.8271 | 26466.6713 | 26514.7399 | 21154.5243
Region | Technology | 2026-27 | 2027-28 | 2028-29 | 2029-30 | 2030-31 | 2031-32 | 2032-33 | 2033-34 | 2034-35 | 2035-36 | 2036-37 | 2037-38 | 2038-39 | 2039-40 | 2040-41 | 2041-42 | 2042-43 | 2043-44 | 2044-45 | 2045-46 | 2046-47 | 2047-48 | 2048-49 | 2049-50 | 2050-51
QLD1 | Black Coal | 188189.8975 | 178839.8695 | 166073.8076 | 44305.9372 | 49694.7565 | 47500.5805 | 45405.5459 | 41114.249 | 34114.81 | 30094.8476 | 28563.579 | 32862.4568 | 27723.9365 | 25519.7151 | 25692.8967 | 23835.3862 | 16735.8805 | 15698.5663 | 13213.2933 | 13704.1315 | 12623.1246 | 10019.2653 | 9183.2207 | 9433.6977 | 9012.8547
QLD1 | Brown Coal | 0 | 0 | 0 | 0 | 0 | 0 | 0 | 0 | 0 | 0 | 0 | 0 | 0 | 0 | 0 | 0 | 0 | 0 | 0 | 0 | 0 | 0 | 0 | 0 | 0
QLD1 | CCGT | 7388.8645 | 7320.3146 | 12378.2362 | 22137.6459 | 15865.3095 | 16642.9217 | 13067.9364 | 17078.6278 | 9978.9826 | 6378.8724 | 7510.6555 | 9104.1828 | 10896.5609 | 9488.2758 | 9681.7058 | 9797.617 | 11647.7496 | 11381.5606 | 8330.5018 | 4484.5302 | 6845.9695 | 6371.7775 | 5818.8617 | 5396.6186 | 3408.918
QLD1 | Gas - Steam | 0 | 0 | 0 | 0 | 0 | 0 | 0 | 0 | 0 | 0 | 0 | 0 | 0 | 0 | 0 | 0 | 0 | 0 | 0 | 0 | 0 | 0 | 0 | 0 | 0
QLD1 | OCGT / Diesel | 62.3458 | 95.8626 | 392.3238 | 5831.5442 | 138.2901 | 266.9962 | 621.9389 | 310.6397 | 83.5064 | 306.7488 | 714.9806 | 2064.0629 | 2435.4405 | 3849.6053 | 4664.2938 | 4434.6499 | 10007.3604 | 10435.3078 | 7525.626 | 9092.9517 | 4836.5043 | 5649.4957 | 4498.9693 | 1905.5801 | 75.3776
QLD1 | Hydro | 5317.7748 | 4750.551 | 4640.5756 | 4256.6042 | 3984.702 | 3745.4359 | 3253.4846 | 3351.5758 | 2878.7548 | 2671.1765 | 2580.8533 | 818.3894 | 727.7732 | 645.7349 | 608.2202 | 615.4662 | 0.17131 | 0.1612 | 4.9859e-07 | 4.6343e-07 | 0.392 | 4.0704e-07 | 1.0686 | 3.9959e-07 | 1.173e-06
QLD1 | Hydrogen Turbine | 0 | 0 | 0 | 0 | 0 | 0 | 0 | 0 | 0 | 0 | 0 | 0 | 0 | 0 | 0 | 0 | 0 | 0 | 0 | 0 | 0 | 0 | 0 | 0 | 0
QLD1 | Wind | 647.8426 | 630.1667 | 661.6919 | 1611.1997 | 1625.169 | 1481.9177 | 1437.4141 | 1263.0403 | 1132.3107 | 1069.8727 | 1002.0599 | 971.938 | 891.4221 | 845.3114 | 772.7405 | 749.9529 | 671.0219 | 632.9386 | 570.2157 | 527.2952 | 542.8782 | 497.141 | 453.3013 | 476.4165 | 511.5906
QLD1 | Solar PV | 640.3844 | 612.8984 | 507.6658 | 708.0294 | 843.0869 | 822.963 | 764.4038 | 802.0898 | 1078.2339 | 981.8675 | 940.0533 | 801.3601 | 789.7436 | 721.0585 | 720.3708 | 726.8422 | 706.9338 | 680.159 | 634.5191 | 599.3552 | 459.0904 | 482.407 | 520.6445 | 485.6112 | 486.499
QLD1 | Grid Battery | 14.6614 | 14.2102 | 13.6426 | 235.009 | 225.9396 | 209.722 | 206.4759 | 194.7998 | 183.7812 | 176.2805 | 168.8626 | 159.7194 | 154.8815 | 146.6092 | 139.2606 | 255.509 | 244.3918 | 236.7796 | 229.3808 | 216.9805 | 245.7798 | 242.9869 | 303.1409 | 229.1561 | 296.3119
QLD1 | PHES | 5788.7321 | 5422.5586 | 4584.6757 | 4249.1666 | 3585.177 | 2478.5462 | 3574.4244 | 3501.8471 | 3175.3523 | 2762.5825 | 2797.6241 | 2753.26 | 2458.6749 | 2392.2725 | 1998.7401 | 1980.894 | 1885.2845 | 1721.564 | 1658.27 | 1579.0126 | 1072.8402 | 1084.2381 | 914.1886 | 920.6093 | 885.773
QLD1 | VPP | 2.708 | 3.2738 | 3.738 | 3.6479 | 3.9485 | 4.1093 | 4.2782 | 4.2512 | 4.1314 | 4.2295 | 4.3368 | 4.398 | 4.4939 | 4.5523 | 4.5918 | 4.6868 | 4.6784 | 4.7015 | 4.7854 | 4.7994 | 4.868 | 4.9414 | 4.9542 | 5.0159 | 4.9924
Total |  | 208053.2111 | 197689.7056 | 189256.3571 | 83338.7842 | 75966.3791 | 73153.1924 | 68335.9022 | 67621.1204 | 52629.8634 | 44446.478 | 44283.0051 | 49539.7673 | 46082.9271 | 43613.1351 | 44282.8202 | 42401.0042 | 41903.4721 | 40791.7386 | 32166.5921 | 30209.0562 | 26631.4469 | 24352.2527 | 21698.3498 | 18852.7054 | 14682.3172
Region | Technology | 2026-27 | 2027-28 | 2028-29 | 2029-30 | 2030-31 | 2031-32 | 2032-33 | 2033-34 | 2034-35 | 2035-36 | 2036-37 | 2037-38 | 2038-39 | 2039-40 | 2040-41 | 2041-42 | 2042-43 | 2043-44 | 2044-45 | 2045-46 | 2046-47 | 2047-48 | 2048-49 | 2049-50 | 2050-51
VIC1 | Black Coal | 0 | 0 | 0 | 0 | 0 | 0 | 0 | 0 | 0 | 0 | 0 | 0 | 0 | 0 | 0 | 0 | 0 | 0 | 0 | 0 | 0 | 0 | 0 | 0 | 0
VIC1 | Brown Coal | 123812.464 | 119688.227 | 79497.074 | 23889.7375 | 23440.5153 | 22323.169 | 18654.9163 | 21426.2348 | 18992.8405 | 16163.6195 | 15404.488 | 15209.7515 | 10712.4907 | 7744.315 | 11427.0685 | 11203.0175 | 10542.4505 | 10237.7645 | 9025.059 | 7980.7728 | 8141.9852 | 0 | 0 | 0 | 0
VIC1 | CCGT | 0 | 0 | 0 | 0 | 0 | 0 | 0 | 0 | 0 | 0 | 0 | 0 | 0 | 0 | 0 | 0 | 0 | 0 | 0 | 0 | 0 | 0 | 0 | 0 | 0
VIC1 | Gas - Steam | 136.6291 | 48.9127 | 292.8052 | 316.9387 | 1353.054 | 611.6183 | 2028.1731 | 1004.0101 | 271.8297 | 87.8431 | 123.4579 | 223.0395 | 293.2766 | 0 | 0 | 0 | 0 | 0 | 0 | 0 | 0 | 0 | 0 | 0 | 0
VIC1 | OCGT / Diesel | 655.6224 | 122.3719 | 973.9243 | 10459.559 | 4447.8419 | 3390.2208 | 9039.6125 | 2712.2791 | 1066.7583 | 521.2721 | 511.7439 | 1987.928 | 1617.0985 | 2635.8429 | 1862.8502 | 3999.8868 | 2118.3255 | 5420.5135 | 3327.5614 | 5272.8557 | 4630.8104 | 5425.066 | 6918.4155 | 6853.965 | 8680.2667
VIC1 | Hydro | 25196.8928 | 19747.8181 | 27689.2328 | 21534.7238 | 17435.4024 | 16217.5456 | 13877.3759 | 15911.5999 | 15121.0876 | 13452.1126 | 10526.3607 | 14898.3518 | 11572.5902 | 9447.4117 | 8711.6793 | 7493.4019 | 8554.6206 | 8246.0637 | 7322.3383 | 5751.4996 | 8112.6388 | 6356.5682 | 5110.8911 | 4769.1517 | 4072.4934
VIC1 | Hydrogen Turbine | 0 | 0 | 0 | 0 | 0 | 0 | 0 | 0 | 0 | 0 | 0 | 0 | 0 | 0 | 0 | 0 | 0 | 0 | 0 | 0 | 0 | 0 | 0 | 0 | 0
VIC1 | Wind | 1290.2919 | 1255.0634 | 1220.3647 | 2008.332 | 1827.4865 | 1872.5441 | 1588.2136 | 1502.3359 | 1720.1911 | 1624.0675 | 1577.9996 | 1508.3636 | 1540.6128 | 1449.0453 | 1433.8579 | 1235.5306 | 1201.6919 | 1129.4872 | 1057.9425 | 964.4476 | 850.3133 | 836.6685 | 739.4368 | 718.095 | 615.4112
VIC1 | Solar PV | 228.6578 | 220.4243 | 209.05 | 409.7208 | 394.7386 | 356.7278 | 351.9176 | 318.1781 | 458.2382 | 412.5292 | 408.5304 | 343.1701 | 334.6772 | 312.9482 | 282.1183 | 283.548 | 263.1336 | 255.2629 | 245.1017 | 241.9616 | 195.7084 | 196.0074 | 174.8374 | 144.4422 | 143.4741
VIC1 | Grid Battery | 106.3957 | 248.1179 | 288.0746 | 424.2595 | 452.0587 | 394.0049 | 398.8798 | 383.9123 | 463.946 | 423.0773 | 424.6751 | 384.5709 | 361.4497 | 331.0074 | 275.4194 | 282.4731 | 262.3815 | 247.4761 | 237.9083 | 236.704 | 199.0352 | 162.7896 | 141.7884 | 79.1512 | 76.6557
VIC1 | PHES | 0 | 0 | 9.5534e-06 | 2.7967e-05 | 3.14e-05 | 2.9918e-05 | 2.7314e-05 | 2.5705e-05 | 2.5815e-05 | 2.5206e-05 | 2.3291e-05 | 2.1081e-05 | 1.9786e-05 | 1.9093e-05 | 1.7875e-05 | 1.7476e-05 | 1.6082e-05 | 1.6055e-05 | 1.6314e-05 | 1.5094e-05 | 1.4595e-05 | 1.3832e-05 | 1.4859e-05 | 1.4042e-05 | 1.6649e-05
VIC1 | VPP | 3.4013 | 3.5129 | 3.5731 | 3.4558 | 3.9186 | 3.8219 | 4.2207 | 4.3526 | 4.3375 | 4.2134 | 4.4868 | 4.5561 | 4.498 | 4.3749 | 4.0766 | 4.4477 | 4.4267 | 4.4201 | 4.5133 | 4.6418 | 4.53 | 4.8256 | 4.9053 | 4.9296 | 4.8175
Total |  | 151430.3549 | 141334.4481 | 110174.0989 | 59046.727 | 49355.0161 | 45169.6525 | 45943.3096 | 43262.9028 | 38099.2289 | 32688.7347 | 28981.7424 | 34559.7315 | 26436.6936 | 21924.9453 | 23997.0702 | 24502.3055 | 22947.0303 | 25540.988 | 21220.4245 | 20452.8831 | 22135.0213 | 12981.9254 | 13090.2746 | 12569.7348 | 13593.1187
Region | Technology | 2026-27 | 2027-28 | 2028-29 | 2029-30 | 2030-31 | 2031-32 | 2032-33 | 2033-34 | 2034-35 | 2035-36 | 2036-37 | 2037-38 | 2038-39 | 2039-40 | 2040-41 | 2041-42 | 2042-43 | 2043-44 | 2044-45 | 2045-46 | 2046-47 | 2047-48 | 2048-49 | 2049-50 | 2050-51
SA1 | Black Coal | 0 | 0 | 0 | 0 | 0 | 0 | 0 | 0 | 0 | 0 | 0 | 0 | 0 | 0 | 0 | 0 | 0 | 0 | 0 | 0 | 0 | 0 | 0 | 0 | 0
SA1 | Brown Coal | 0 | 0 | 0 | 0 | 0 | 0 | 0 | 0 | 0 | 0 | 0 | 0 | 0 | 0 | 0 | 0 | 0 | 0 | 0 | 0 | 0 | 0 | 0 | 0 | 0
SA1 | CCGT | 7003.2514 | 1721.3854 | 9724.443 | 11083.388 | 9888.6831 | 8075.6151 | 8964.4441 | 8989.0191 | 4456.6071 | 1658.6131 | 2435.0521 | 9.8858e-05 | 9.476e-05 | 0.00011246 | 0.00010513 | 0.00096551 | 0.00095478 | 0.00091041 | 0.0007828 | 0.00077307 | 0.00072685 | 0.00068576 | 0.00062152 | 0.0005843 | 0.00054329
SA1 | Gas - Steam | 0 | 0 | 0 | 0 | 0 | 0 | 0 | 0 | 0 | 0 | 0 | 0 | 0 | 0 | 0 | 0 | 0 | 0 | 0 | 0 | 0 | 0 | 0 | 0 | 0
SA1 | OCGT / Diesel | 2832.8836 | 945.6289 | 3183.537 | 18446.1587 | 8243.86 | 7851.5123 | 9271.6898 | 8088.3783 | 2897.3987 | 925.5401 | 1440.7 | 3275.0955 | 4586.9036 | 4525.8253 | 4565.0918 | 5126.2691 | 5668.3236 | 5347.6192 | 1869.3457 | 2066.1782 | 1775.8201 | 1959.5304 | 1728.3977 | 1657.3222 | 1393.9877
SA1 | Hydro | 0 | 0 | 0 | 0 | 0 | 0 | 0 | 0 | 0 | 0 | 0 | 0 | 0 | 0 | 0 | 0 | 0 | 0 | 0 | 0 | 0 | 0 | 0 | 0 | 0
SA1 | Hydrogen Turbine | 0 | 0 | 0 | 0 | 0 | 0 | 0 | 0 | 0 | 0 | 0 | 0 | 0 | 0 | 0 | 0 | 0 | 0 | 0 | 0 | 0 | 0 | 0 | 0 | 0
SA1 | Wind | 698.3649 | 720.6674 | 623.1099 | 756.0966 | 707.6389 | 688.2515 | 580.1114 | 529.1059 | 470.3476 | 456.753 | 402.2725 | 360.8106 | 325.5659 | 269.8859 | 262.8796 | 239.0803 | 247.1576 | 196.2069 | 208.2326 | 185.7083 | 220.6984 | 237.6209 | 220.0087 | 214.2053 | 192.8919
SA1 | Solar PV | 145.0171 | 169.56 | 143.9037 | 168.0863 | 156.9322 | 149.3578 | 137.7278 | 124.4084 | 115.9065 | 109.4562 | 108.9908 | 92.1172 | 90.62 | 83.8448 | 80.8755 | 78.5138 | 71.6159 | 158.6676 | 165.4679 | 161.5822 | 127.4043 | 114.2998 | 101.2274 | 90.953 | 98.7067
SA1 | Grid Battery | 17.8587 | 16.2648 | 50.5961 | 89.6312 | 97.5148 | 85.7993 | 87.7732 | 82.3661 | 76.3226 | 72.6724 | 72.4928 | 67.6451 | 64.9865 | 61.5954 | 55.3686 | 136.5267 | 124.2796 | 121.1186 | 117.7474 | 113.3392 | 99.5947 | 91.8402 | 77.2727 | 56.6537 | 113.3317
SA1 | PHES | 0 | 0 | 4.0556e-06 | 6.3586e-06 | 7.6576e-06 | 7.2599e-06 | 6.7136e-06 | 6.2606e-06 | 6.1473e-06 | 5.9459e-06 | 5.5392e-06 | 5.4194e-06 | 5.1197e-06 | 5.3109e-06 | 5.0673e-06 | 6.0055e-06 | 5.5365e-06 | 5.9583e-06 | 6.1906e-06 | 5.8241e-06 | 5.7939e-06 | 5.6033e-06 | 6.0149e-06 | 5.7232e-06 | 6.1085e-06
SA1 | VPP | 5.0774 | 4.6552 | 4.1396 | 3.2861 | 3.5641 | 3.5635 | 3.7334 | 3.5891 | 3.3967 | 3.4284 | 3.3889 | 3.3075 | 3.2849 | 3.1617 | 3.0875 | 3.0671 | 2.9757 | 2.8822 | 2.8905 | 2.8355 | 2.7503 | 2.6978 | 2.6293 | 2.5492 | 2.4661
Total |  | 10702.4532 | 3578.1617 | 13729.7293 | 30546.6468 | 19098.1929 | 16854.0994 | 19045.4797 | 17816.8668 | 8019.9792 | 3226.4632 | 4462.897 | 3798.976 | 5071.361 | 4944.3133 | 4967.3032 | 5583.4581 | 6114.3533 | 5826.4954 | 2363.6848 | 2529.6441 | 2226.2686 | 2405.9898 | 2129.5363 | 2021.684 | 1801.3847
Region | Technology | 2026-27 | 2027-28 | 2028-29 | 2029-30 | 2030-31 | 2031-32 | 2032-33 | 2033-34 | 2034-35 | 2035-36 | 2036-37 | 2037-38 | 2038-39 | 2039-40 | 2040-41 | 2041-42 | 2042-43 | 2043-44 | 2044-45 | 2045-46 | 2046-47 | 2047-48 | 2048-49 | 2049-50 | 2050-51
TAS1 | Black Coal | 0 | 0 | 0 | 0 | 0 | 0 | 0 | 0 | 0 | 0 | 0 | 0 | 0 | 0 | 0 | 0 | 0 | 0 | 0 | 0 | 0 | 0 | 0 | 0 | 0
TAS1 | Brown Coal | 0 | 0 | 0 | 0 | 0 | 0 | 0 | 0 | 0 | 0 | 0 | 0 | 0 | 0 | 0 | 0 | 0 | 0 | 0 | 0 | 0 | 0 | 0 | 0 | 0
TAS1 | CCGT | 2.0607e-05 | 1.9344e-05 | 1.8134e-05 | 1.3067e-05 | 3.9576e-05 | 3.7704e-05 | 3.8787e-05 | 3.7984e-05 | 3.8516e-05 | 3.7968e-05 | 3.7215e-05 | 3.7862e-05 | 3.8346e-05 | 3.8074e-05 | 3.7205e-05 | 3.7929e-05 | 3.6865e-05 | 3.6417e-05 | 3.6124e-05 | 3.6258e-05 | 3.6135e-05 | 3.6125e-05 | 3.554e-05 | 3.5318e-05 | 3.5591e-05
TAS1 | Gas - Steam | 0 | 0 | 0 | 0 | 0 | 0 | 0 | 0 | 0 | 0 | 0 | 0 | 0 | 0 | 0 | 0 | 0 | 0 | 0 | 0 | 0 | 0 | 0 | 0 | 0
TAS1 | OCGT / Diesel | 0.00011801 | 0.00011413 | 0.00011721 | 2.1094e-05 | 0.00012382 | 0.00011693 | 0.00012078 | 0.00011766 | 0.00011946 | 0.0001156 | 0.00011244 | 0.00011646 | 0.00011655 | 0.00011747 | 7.925e-05 | 7.8886e-05 | 7.8715e-05 | 7.8515e-05 | 7.7339e-05 | 7.5041e-05 | 7.6847e-05 | 7.7754e-05 | 7.581e-05 | 7.4966e-05 | 4.7462e-05
TAS1 | Hydro | 53869.1217 | 44843.3827 | 45569.0943 | 37446.2338 | 38235.1106 | 34025.1421 | 36330.6193 | 34652.3989 | 28509.5116 | 23332.8364 | 22350.9935 | 22697.4971 | 20259.3019 | 18358.4163 | 15794.0927 | 16337.3823 | 15930.7786 | 14691.3016 | 13210.0006 | 12487.595 | 12347.3816 | 11306.8534 | 10648.7302 | 9700.4839 | 9507.2034
TAS1 | Hydrogen Turbine | 0 | 0 | 0 | 0 | 0 | 0 | 0 | 0 | 0 | 0 | 0 | 0 | 0 | 0 | 0 | 0 | 0 | 0 | 0 | 0 | 0 | 0 | 0 | 0 | 0
TAS1 | Wind | 271.5351 | 361.8366 | 352.6246 | 356.4906 | 321.6237 | 317.8298 | 292.494 | 271.5422 | 265.6883 | 246.972 | 242.6121 | 225.5289 | 211.782 | 189.0054 | 179.8337 | 164.1242 | 150.8514 | 146.47 | 133.4637 | 131.4004 | 122.614 | 114.8843 | 102.3495 | 96.9832 | 76.0493
TAS1 | Solar PV | 1.3308e-06 | 1.5543e-06 | 1.5689e-06 | 2.3265e-06 | 2.2658e-06 | 2.4533e-06 | 2.5733e-06 | 2.8421e-06 | 2.4643e-06 | 2.4023e-06 | 2.2572e-06 | 1.8827e-06 | 1.9166e-06 | 2.4847e-06 | 2.1874e-06 | 2.2221e-06 | 2.4672e-06 | 2.2347e-06 | 2.2306e-06 | 2.1438e-06 | 1.8327e-06 | 1.9363e-06 | 1.9483e-06 | 1.7476e-06 | 1.7899e-06
TAS1 | Grid Battery | 8.5453e-05 | 8.4724e-05 | 7.9096e-05 | 7.5171e-05 | 0.043308 | 0.098001 | 0.16216 | 0.22407 | 0.33653 | 0.46552 | 0.58389 | 0.58171 | 0.72757 | 0.81317 | 0.96859 | 1.1328 | 1.2653 | 1.2542 | 1.4808 | 1.5746 | 1.4758 | 1.6292 | 1.7178 | 1.9236 | 1.7622
TAS1 | PHES | 0 | 0 | 2.4176e-05 | 2.2839e-05 | 2.4859e-05 | 2.4854e-05 | 2.5935e-05 | 2.5899e-05 | 2.6125e-05 | 2.6468e-05 | 2.6332e-05 | 2.6204e-05 | 2.6299e-05 | 2.6504e-05 | 2.645e-05 | 2.6367e-05 | 2.634e-05 | 2.6443e-05 | 2.6474e-05 | 2.6408e-05 | 2.6325e-05 | 2.6468e-05 | 2.6484e-05 | 2.653e-05 | 2.6546e-05
TAS1 | VPP | 0.15494 | 0.18749 | 0.16643 | 0.27138 | 0.3189 | 0.31847 | 0.30375 | 0.27678 | 0.29952 | 0.32042 | 0.32521 | 0.28259 | 0.30296 | 0.2986 | 0.32297 | 0.31022 | 0.30167 | 0.26718 | 0.27819 | 0.27694 | 0.2425 | 0.24564 | 0.23933 | 0.25725 | 0.22662
Total |  | 54140.812 | 45205.407 | 45921.8855 | 37802.996 | 38557.0967 | 34343.3886 | 36623.5794 | 34924.4421 | 28775.8362 | 23580.5946 | 22594.5149 | 22923.8904 | 20472.1147 | 18548.5337 | 15975.2181 | 16502.9497 | 16083.1971 | 14839.2932 | 13345.2235 | 12620.8471 | 12471.714 | 11423.6127 | 10753.037 | 9799.6481 | 9585.2417
Explicitly modelled load
Region | Technology | 2026-27 | 2027-28 | 2028-29 | 2029-30 | 2030-31 | 2031-32 | 2032-33 | 2033-34 | 2034-35 | 2035-36 | 2036-37 | 2037-38 | 2038-39 | 2039-40 | 2040-41 | 2041-42 | 2042-43 | 2043-44 | 2044-45 | 2045-46 | 2046-47 | 2047-48 | 2048-49 | 2049-50 | 2050-51
NEM | Grid Battery Pump | 142.6999 | 131.7175 | 117.4057 | 95.6658 | 102.0689 | 100.3226 | 107.7401 | 111.534 | 114.5935 | 120.2658 | 129.5578 | 136.4881 | 142.9238 | 147.2691 | 147.4517 | 157.2093 | 162.7445 | 165.987 | 175.7261 | 183.2003 | 181.0696 | 192.9909 | 192.3889 | 192.5672 | 188.2309
NEM | PHES Pump | 26780.2146 | 25833.7906 | 25371.4075 | 25779.344 | 48242.3497 | 42558.7167 | 44587.0703 | 42108.2479 | 37774.8811 | 36294.7729 | 37527.7178 | 33834.86 | 29240.1952 | 28149.1343 | 23790.0519 | 23727.5877 | 21303.3353 | 19411.0758 | 20872.475 | 19393.3011 | 15339.4316 | 13286.6434 | 12925.4992 | 12206.0703 | 12198.6748
NEM | VPP Pump | 21.7148 | 22.7718 | 22.9224 | 20.8958 | 22.3229 | 22.4105 | 23.1636 | 22.9452 | 22.0209 | 21.7785 | 21.9613 | 22.072 | 22.1166 | 21.7894 | 21.3106 | 21.764 | 21.571 | 21.2898 | 21.6402 | 21.7498 | 21.2897 | 21.9172 | 21.7422 | 21.6612 | 21.3861
Region | Technology | 2026-27 | 2027-28 | 2028-29 | 2029-30 | 2030-31 | 2031-32 | 2032-33 | 2033-34 | 2034-35 | 2035-36 | 2036-37 | 2037-38 | 2038-39 | 2039-40 | 2040-41 | 2041-42 | 2042-43 | 2043-44 | 2044-45 | 2045-46 | 2046-47 | 2047-48 | 2048-49 | 2049-50 | 2050-51
NSW1 | Grid Battery Pump | 33.702 | 32.3846 | 30.1663 | 26.0332 | 27.0848 | 28.2749 | 30.0268 | 32.2453 | 33.7978 | 37.1217 | 38.7782 | 42.2746 | 45.5131 | 48.4235 | 50.4015 | 53.9428 | 56.4419 | 58.5658 | 62.8986 | 65.0016 | 63.603 | 68.4183 | 67.5276 | 66.7544 | 65.6949
NSW1 | PHES Pump | 18521.0939 | 18086.7814 | 18800.9613 | 19729.1179 | 44218.9683 | 39979.254 | 40491.196 | 38047.0497 | 34208.0009 | 33257.0797 | 34396.4971 | 30658.841 | 26462.4425 | 25424.7376 | 21559.2689 | 21485.1895 | 19143.3876 | 17455.8916 | 18977.3404 | 17570.7568 | 14167.5176 | 12109.1746 | 11950.5233 | 11216.8506 | 11242.2967
NSW1 | VPP Pump | 8.3975 | 9.0664 | 9.2442 | 8.3844 | 8.4982 | 8.4915 | 8.4222 | 8.2806 | 7.7007 | 7.4456 | 7.21 | 7.3031 | 7.2931 | 7.2473 | 7.0733 | 7.0607 | 6.9877 | 6.8606 | 6.9845 | 6.9456 | 6.7362 | 6.9455 | 6.7865 | 6.6448 | 6.6939
Region | Technology | 2026-27 | 2027-28 | 2028-29 | 2029-30 | 2030-31 | 2031-32 | 2032-33 | 2033-34 | 2034-35 | 2035-36 | 2036-37 | 2037-38 | 2038-39 | 2039-40 | 2040-41 | 2041-42 | 2042-43 | 2043-44 | 2044-45 | 2045-46 | 2046-47 | 2047-48 | 2048-49 | 2049-50 | 2050-51
QLD1 | Grid Battery Pump | 17.2682 | 16.7814 | 16.1467 | 13.5079 | 14.7077 | 15.9018 | 17.6187 | 19.1555 | 20.6273 | 23.0386 | 25.3605 | 27.6212 | 30.0491 | 32.1714 | 34.3443 | 37.1267 | 39.236 | 41.409 | 43.537 | 45.3139 | 46.3452 | 48.4399 | 49.3924 | 50.2586 | 49.1416
QLD1 | PHES Pump | 8259.1207 | 7747.0092 | 6570.4462 | 6050.2261 | 4023.3814 | 2579.4627 | 4095.8744 | 4061.1982 | 3566.8802 | 3037.6932 | 3131.2207 | 3176.019 | 2777.7527 | 2724.3967 | 2230.783 | 2242.3982 | 2159.9477 | 1955.1842 | 1895.1347 | 1822.5444 | 1171.914 | 1177.4688 | 974.9759 | 989.2197 | 956.3781
QLD1 | VPP Pump | 3.1797 | 3.852 | 4.4075 | 4.2824 | 4.6456 | 4.8466 | 5.0219 | 5.0017 | 4.8636 | 4.9738 | 5.1023 | 5.1842 | 5.285 | 5.3485 | 5.4025 | 5.5219 | 5.4973 | 5.539 | 5.6227 | 5.655 | 5.7278 | 5.8054 | 5.8343 | 5.9056 | 5.8646
Region | Technology | 2026-27 | 2027-28 | 2028-29 | 2029-30 | 2030-31 | 2031-32 | 2032-33 | 2033-34 | 2034-35 | 2035-36 | 2036-37 | 2037-38 | 2038-39 | 2039-40 | 2040-41 | 2041-42 | 2042-43 | 2043-44 | 2044-45 | 2045-46 | 2046-47 | 2047-48 | 2048-49 | 2049-50 | 2050-51
VIC1 | Grid Battery Pump | 70.5716 | 63.1831 | 54.1337 | 42.384 | 45.6755 | 41.8251 | 45.2402 | 45.4028 | 46.7088 | 45.833 | 50.551 | 51.5483 | 51.7549 | 50.861 | 46.7304 | 49.4239 | 49.9228 | 51.3963 | 53.6928 | 56.7366 | 54.951 | 59.4654 | 59.3296 | 59.2817 | 57.3753
VIC1 | PHES Pump | 0 | 0 | 0 | 0 | 0 | 0 | 0 | 0 | 0 | 0 | 0 | 0 | 0 | 0 | 0 | 0 | 0 | 0 | 0 | 0 | 0 | 0 | 0 | 0 | 0
VIC1 | VPP Pump | 3.9945 | 4.1438 | 4.2054 | 4.0542 | 4.6106 | 4.5052 | 4.9689 | 5.1152 | 5.1077 | 4.9484 | 5.279 | 5.3607 | 5.3076 | 5.1321 | 4.8124 | 5.2173 | 5.2246 | 5.19 | 5.3049 | 5.478 | 5.3135 | 5.6946 | 5.7548 | 5.8081 | 5.6602
Region | Technology | 2026-27 | 2027-28 | 2028-29 | 2029-30 | 2030-31 | 2031-32 | 2032-33 | 2033-34 | 2034-35 | 2035-36 | 2036-37 | 2037-38 | 2038-39 | 2039-40 | 2040-41 | 2041-42 | 2042-43 | 2043-44 | 2044-45 | 2045-46 | 2046-47 | 2047-48 | 2048-49 | 2049-50 | 2050-51
SA1 | Grid Battery Pump | 21.1581 | 19.3683 | 16.959 | 13.7408 | 14.5501 | 14.2055 | 14.6636 | 14.467 | 13.0635 | 13.7249 | 14.1811 | 14.3597 | 14.7509 | 14.8565 | 14.8358 | 15.3832 | 15.6554 | 13.1404 | 13.8557 | 14.2952 | 14.4346 | 14.7504 | 14.1184 | 14.009 | 13.9462
SA1 | PHES Pump | 0 | 0 | 0 | 0 | 0 | 0 | 0 | 0 | 0 | 0 | 0 | 0 | 0 | 0 | 0 | 0 | 0 | 0 | 0 | 0 | 0 | 0 | 0 | 0 | 0
SA1 | VPP Pump | 5.9613 | 5.4888 | 4.8697 | 3.8553 | 4.1935 | 4.1925 | 4.3932 | 4.2222 | 3.9964 | 4.0338 | 3.9873 | 3.8915 | 3.8746 | 3.7102 | 3.6422 | 3.5992 | 3.5065 | 3.3858 | 3.4009 | 3.3449 | 3.2272 | 3.1826 | 3.0851 | 2.9999 | 2.901
Region | Technology | 2026-27 | 2027-28 | 2028-29 | 2029-30 | 2030-31 | 2031-32 | 2032-33 | 2033-34 | 2034-35 | 2035-36 | 2036-37 | 2037-38 | 2038-39 | 2039-40 | 2040-41 | 2041-42 | 2042-43 | 2043-44 | 2044-45 | 2045-46 | 2046-47 | 2047-48 | 2048-49 | 2049-50 | 2050-51
TAS1 | Grid Battery Pump | 0 | 0 | 0 | 0 | 0.050876 | 0.11527 | 0.19078 | 0.26349 | 0.39608 | 0.54755 | 0.68698 | 0.68434 | 0.85584 | 0.95667 | 1.1398 | 1.3326 | 1.4885 | 1.4756 | 1.7421 | 1.8531 | 1.7357 | 1.917 | 2.0209 | 2.2634 | 2.0729
TAS1 | PHES Pump | 0 | 0 | 0 | 0 | 0 | 0 | 0 | 0 | 0 | 0 | 0 | 0 | 0 | 0 | 0 | 0 | 0 | 0 | 0 | 0 | 0 | 0 | 0 | 0 | 0
TAS1 | VPP Pump | 0.18181 | 0.22083 | 0.19561 | 0.31951 | 0.37495 | 0.37474 | 0.35743 | 0.32556 | 0.3525 | 0.37695 | 0.38267 | 0.33247 | 0.35635 | 0.35132 | 0.38014 | 0.36496 | 0.35489 | 0.31437 | 0.32724 | 0.32628 | 0.2849 | 0.28909 | 0.2815 | 0.30282 | 0.26648

## BaseCase_FOM Cost
FOM cost by technology ($000s) - BaseCase, Progressive Change Scenario
FOM | Real June 2024 dollars discounted to 1 July 2025. For new entrant capacity, the FOM is incurred annually in modelling. For existing capacity that retires early as part of the least-cost solution, the associated FOM savings are presented as a negative cost that continues until the assumed fixed date retirement. For existing, committed and anticipated generators that do not retire early, FOM costs are not included since there will be no difference in these costs between the Base Case and option case.
Explicitly modelled generation
Region | Technology | 2026-27 | 2027-28 | 2028-29 | 2029-30 | 2030-31 | 2031-32 | 2032-33 | 2033-34 | 2034-35 | 2035-36 | 2036-37 | 2037-38 | 2038-39 | 2039-40 | 2040-41 | 2041-42 | 2042-43 | 2043-44 | 2044-45 | 2045-46 | 2046-47 | 2047-48 | 2048-49 | 2049-50 | 2050-51
NEM | Black Coal | 0 | 0 | -32566.4966 | -449308.2513 | -419914.2535 | -364924.1498 | -340087.2531 | -171385.1864 | -160173.0714 | -97812.5137 | -70855.3164 | -35051.644 | -32758.5458 | -30696.4961 | -28607.2787 | -26735.7745 | -24986.7046 | -16805.8294 | -10460.5728 | -4020.8245 | -6.041e-05 | -5.6607e-05 | -5.2754e-05 | -4.9303e-05 | -4.6078e-05
NEM | Brown Coal | 0 | -0.00019274 | -0.005217 | -268026.6624 | -250492.2078 | -234724.4942 | -218749.0429 | -204438.3577 | -191063.8858 | -0.0024859 | -0.0023167 | -0.0021652 | -0.0020235 | -0.0018961 | -0.0017671 | -0.0016515 | -0.0015434 | -0.0014463 | -0.0013478 | -0.0012597 | -0.0011773 | 0 | 0 | 0 | 0
NEM | CCGT | 9.585e-05 | 8.9816e-05 | 8.3703e-05 | 7.8227e-05 | 0.0001759 | 0.00017315 | 0.00019568 | 0.00018409 | 0.00017409 | 0.00016443 | 0.00015795 | 0.00018638 | 0.00018426 | 0.00020343 | 0.0001983 | 0.00091992 | 0.00086131 | 0.0010702 | 0.00099883 | 0.0009352 | 2954.6008 | 2768.6178 | 2580.1844 | 2411.3873 | 2253.633
NEM | Gas - Steam | 0 | 0 | 0 | 0 | 0 | 0 | 0 | 0 | 0 | 0 | 0 | 0 | 0 | 0 | 0 | 0 | 0 | 0 | 0 | 0 | 0 | 0 | 0 | 0 | 0
NEM | OCGT / Diesel | 0.00040549 | 0.00041124 | 0.0004176 | 0.00047163 | 0.00046152 | 0.00044447 | 0.00062075 | 0.00058514 | 0.00055487 | 0.0005292 | 0.00050881 | 0.00051527 | 0.00049657 | 0.00050325 | 0.00047365 | 0.0025292 | 0.0023691 | 5997.2331 | 9787.0222 | 9146.7497 | 8548.3646 | 8010.2714 | 14902.2031 | 13927.2926 | 16298.6115
NEM | Hydro | 0 | 0 | 0 | 0 | 0 | 0 | 0 | 0 | 0 | 0 | 0 | 0 | 0 | 0 | 0 | 0 | 0 | 0 | 0 | 0 | 0 | 0 | 0 | 0 | 0
NEM | Hydrogen Turbine | 0 | 0 | 0 | 0 | 0 | 0 | 0 | 0 | 0 | 0 | 0 | 0 | 0 | 0 | 0 | 0 | 0 | 0 | 0 | 0 | 0 | 0 | 0 | 0 | 0
NEM | Wind | 13723.5187 | 31270.5889 | 150141.1088 | 693166.7104 | 650365.0145 | 611811.9563 | 572394.8333 | 537026.0747 | 731596.0742 | 687363.8394 | 649986.3062 | 681448.6291 | 706012.5427 | 726363.4504 | 676926.8376 | 633541.3746 | 594390.8469 | 559291.8231 | 537577.9745 | 509877.5723 | 500028.3844 | 476287.9039 | 443871.5418 | 423256.5971 | 409845.5083
NEM | Solar PV | 23474.4451 | 37526.9671 | 34972.8696 | 68108.9329 | 63653.2083 | 59646.4348 | 55586.8725 | 59151.677 | 106303.8927 | 99612.3899 | 92832.7272 | 86759.5581 | 81083.6992 | 75979.7299 | 70808.5164 | 66176.1836 | 61846.901 | 64884.5504 | 62781.5009 | 58674.3 | 55437.8657 | 56519.8563 | 60333.5007 | 56509.4233 | 53097.1022
NEM | Grid Battery | 3162.3349 | 24063.0807 | 36562.061 | 115042.4281 | 107516.2879 | 100748.4685 | 93891.4839 | 87749.0504 | 97965.856 | 91799.207 | 85551.313 | 79954.4983 | 74723.8302 | 70020.1954 | 65254.5905 | 75581.5118 | 70636.9271 | 66723.8446 | 62182.5909 | 58114.5711 | 57887.2253 | 54243.4041 | 56269.819 | 52588.6194 | 60671.7873
NEM | PHES | 0 | 0 | 0.0095118 | 0.023086 | 0.021925 | 0.020694 | 0.019573 | 0.018459 | 0.017431 | 0.01652 | 0.015567 | 0.014757 | 0.013991 | 0.013529 | 0.012851 | 0.014004 | 0.013277 | 0.013669 | 0.013906 | 0.013262 | 0.013971 | 0.013367 | 0.014934 | 0.01415 | 0.015239
NEM | VPP | 0 | 0 | 0 | 0 | 0 | 0 | 0 | 0 | 0 | 0 | 0 | 0 | 0 | 0 | 0 | 0 | 0 | 0 | 0 | 0 | 0 | 0 | 0 | 0 | 0
Total |  | 40360.2993 | 92860.6369 | 189109.5477 | 158983.1814 | 151128.0721 | 172558.237 | 163036.9141 | 308103.2772 | 584628.8839 | 780962.9373 | 757515.0441 | 813111.0548 | 829061.539 | 841666.8919 | 784382.6775 | 748563.3113 | 701887.9854 | 680091.6351 | 661868.5292 | 631792.3816 | 624856.4535 | 597830.0667 | 577957.2639 | 548693.3338 | 542166.6574
Region | Technology | 2026-27 | 2027-28 | 2028-29 | 2029-30 | 2030-31 | 2031-32 | 2032-33 | 2033-34 | 2034-35 | 2035-36 | 2036-37 | 2037-38 | 2038-39 | 2039-40 | 2040-41 | 2041-42 | 2042-43 | 2043-44 | 2044-45 | 2045-46 | 2046-47 | 2047-48 | 2048-49 | 2049-50 | 2050-51
NSW1 | Black Coal | 0 | 0 | -0.0030778 | -192006.0796 | -179444.9341 | -168149.4278 | -156705.1045 | -0.00081343 | -0.00076022 | -0.00071237 | -0.00066388 | -0.00062045 | -0.00057986 | -0.00054336 | 0 | 0 | 0 | 0 | 0 | 0 | 0 | 0 | 0 | 0 | 0
NSW1 | Brown Coal | 0 | 0 | 0 | 0 | 0 | 0 | 0 | 0 | 0 | 0 | 0 | 0 | 0 | 0 | 0 | 0 | 0 | 0 | 0 | 0 | 0 | 0 | 0 | 0 | 0
NSW1 | CCGT | 2.8396e-05 | 2.6609e-05 | 2.4798e-05 | 2.3176e-05 | 4.7921e-05 | 4.7688e-05 | 5.0182e-05 | 4.6899e-05 | 4.3831e-05 | 4.1072e-05 | 3.8277e-05 | 4.3184e-05 | 4.8433e-05 | 5.2979e-05 | 5.3247e-05 | 0.00013939 | 0.00013028 | 0.00019768 | 0.00018423 | 0.00017218 | 0.00019048 | 0.00017849 | 0.00016634 | 0.00015546 | 0.0001501
NSW1 | Gas - Steam | 0 | 0 | 0 | 0 | 0 | 0 | 0 | 0 | 0 | 0 | 0 | 0 | 0 | 0 | 0 | 0 | 0 | 0 | 0 | 0 | 0 | 0 | 0 | 0 | 0
NSW1 | OCGT / Diesel | 8.3751e-05 | 9.3935e-05 | 8.7542e-05 | 0.00012454 | 0.00011639 | 0.00010907 | 0.00010724 | 0.00010023 | 9.3668e-05 | 8.7772e-05 | 8.5928e-05 | 9.0825e-05 | 9.4457e-05 | 0.00011179 | 0.00010418 | 0.00067146 | 0.00062753 | 3842.5437 | 5464.9942 | 5107.4713 | 4773.3376 | 4472.8707 | 7565.0528 | 7070.1428 | 6623.8898
NSW1 | Hydro | 0 | 0 | 0 | 0 | 0 | 0 | 0 | 0 | 0 | 0 | 0 | 0 | 0 | 0 | 0 | 0 | 0 | 0 | 0 | 0 | 0 | 0 | 0 | 0 | 0
NSW1 | Hydrogen Turbine | 0 | 0 | 0 | 0 | 0 | 0 | 0 | 0 | 0 | 0 | 0 | 0 | 0 | 0 | 0 | 0 | 0 | 0 | 0 | 0 | 0 | 0 | 0 | 0 | 0
NSW1 | Wind | 5820.7226 | 16459.9146 | 55165.4922 | 88423.0921 | 82638.4038 | 77436.5706 | 72166.2038 | 67445.0503 | 63032.7573 | 59065.0392 | 55045.0469 | 51443.9691 | 48078.4757 | 45052.0837 | 41985.8192 | 39239.0835 | 36680.2521 | 36687.3847 | 49432.0122 | 52574.2302 | 61687.7242 | 58304.3774 | 54336.1562 | 50781.4564 | 54219.6049
NSW1 | Solar PV | 23474.4442 | 37526.966 | 34972.8644 | 32684.92 | 30546.6542 | 28623.8363 | 26675.6855 | 24930.5472 | 23299.5768 | 21832.9402 | 20346.9807 | 19015.8699 | 17771.841 | 16653.1583 | 15519.7371 | 14504.4272 | 13555.5394 | 12702.26 | 11837.7387 | 11063.3073 | 10941.6106 | 12876.3016 | 11999.935 | 11214.8925 | 10481.208
NSW1 | Grid Battery | 0.001384 | 9921.7704 | 15054.7085 | 53178.9133 | 49699.919 | 46571.462 | 43401.788 | 40562.4187 | 37908.8025 | 35522.5601 | 33104.8791 | 30939.1394 | 28915.0835 | 27094.968 | 25250.8727 | 23598.9467 | 22055.0904 | 20666.7904 | 19260.1996 | 18000.1866 | 16822.6044 | 15763.6745 | 14690.7928 | 13729.7147 | 13373.0324
NSW1 | PHES | 0 | 0 | 0.0025605 | 0.0084451 | 0.0078926 | 0.0073958 | 0.0068924 | 0.0064415 | 0.0060201 | 0.0056412 | 0.0052572 | 0.0049133 | 0.0045919 | 0.0043276 | 0.0040522 | 0.0043999 | 0.0041153 | 0.0040232 | 0.0041503 | 0.0039088 | 0.0038242 | 0.0036051 | 0.0038965 | 0.0036514 | 0.0045847
NSW1 | VPP | 0 | 0 | 0 | 0 | 0 | 0 | 0 | 0 | 0 | 0 | 0 | 0 | 0 | 0 | 0 | 0 | 0 | 0 | 0 | 0 | 0 | 0 | 0 | 0 | 0
Total |  | 29295.1683 | 63908.6512 | 105193.0647 | -17719.1456 | -16559.9492 | -15517.5513 | -14461.42 | 132938.022 | 124241.142 | 116420.5445 | 108496.9115 | 101398.9827 | 94765.4044 | 88800.2139 | 82756.4332 | 77342.4626 | 72290.8868 | 73898.983 | 85994.9491 | 86745.1994 | 94225.2809 | 91417.228 | 88591.9408 | 82796.2102 | 84697.7398
Region | Technology | 2026-27 | 2027-28 | 2028-29 | 2029-30 | 2030-31 | 2031-32 | 2032-33 | 2033-34 | 2034-35 | 2035-36 | 2036-37 | 2037-38 | 2038-39 | 2039-40 | 2040-41 | 2041-42 | 2042-43 | 2043-44 | 2044-45 | 2045-46 | 2046-47 | 2047-48 | 2048-49 | 2049-50 | 2050-51
QLD1 | Black Coal | 0 | 0 | -32566.4935 | -257302.1718 | -240469.3194 | -196774.722 | -183382.1487 | -171385.1856 | -160173.0706 | -97812.513 | -70855.3157 | -35051.6434 | -32758.5452 | -30696.4956 | -28607.2787 | -26735.7745 | -24986.7046 | -16805.8294 | -10460.5728 | -4020.8245 | -6.041e-05 | -5.6607e-05 | -5.2754e-05 | -4.9303e-05 | -4.6078e-05
QLD1 | Brown Coal | 0 | 0 | 0 | 0 | 0 | 0 | 0 | 0 | 0 | 0 | 0 | 0 | 0 | 0 | 0 | 0 | 0 | 0 | 0 | 0 | 0 | 0 | 0 | 0 | 0
QLD1 | CCGT | 2.6864e-05 | 2.5173e-05 | 2.346e-05 | 2.1925e-05 | 4.0896e-05 | 4.3857e-05 | 4.7275e-05 | 4.4182e-05 | 4.1292e-05 | 3.8693e-05 | 3.9478e-05 | 5.2308e-05 | 4.8886e-05 | 5.165e-05 | 5.1771e-05 | 0.00010957 | 0.00010296 | 0.00026643 | 0.00024829 | 0.00023205 | 2954.6001 | 2768.6171 | 2580.1838 | 2411.3867 | 2253.6325
QLD1 | Gas - Steam | 0 | 0 | 0 | 0 | 0 | 0 | 0 | 0 | 0 | 0 | 0 | 0 | 0 | 0 | 0 | 0 | 0 | 0 | 0 | 0 | 0 | 0 | 0 | 0 | 0
QLD1 | OCGT / Diesel | 8.3183e-05 | 8.3576e-05 | 9.1673e-05 | 9.857e-05 | 9.2121e-05 | 8.6322e-05 | 8.6956e-05 | 8.1267e-05 | 7.8492e-05 | 7.7858e-05 | 7.874e-05 | 9.4464e-05 | 8.8284e-05 | 8.8461e-05 | 8.244e-05 | 0.00015736 | 0.00014707 | 0.00016923 | 0.00022491 | 0.00021019 | 0.00055593 | 0.00052093 | 1938.5653 | 1811.7433 | 1693.218
QLD1 | Hydro | 0 | 0 | 0 | 0 | 0 | 0 | 0 | 0 | 0 | 0 | 0 | 0 | 0 | 0 | 0 | 0 | 0 | 0 | 0 | 0 | 0 | 0 | 0 | 0 | 0
QLD1 | Hydrogen Turbine | 0 | 0 | 0 | 0 | 0 | 0 | 0 | 0 | 0 | 0 | 0 | 0 | 0 | 0 | 0 | 0 | 0 | 0 | 0 | 0 | 0 | 0 | 0 | 0 | 0
QLD1 | Wind | 0.0010732 | 0.0010957 | 7694.6739 | 129743.5047 | 121255.6119 | 113622.9443 | 105889.7172 | 98962.3525 | 92488.1799 | 86666.3336 | 80767.7852 | 75483.9114 | 70545.7115 | 66105.0761 | 61605.9358 | 57575.6409 | 53809.0103 | 50421.9078 | 46990.1716 | 43916.0482 | 45213.3248 | 42367.2852 | 39483.7493 | 45068.6893 | 49635.6829
QLD1 | Solar PV | 0.00037073 | 0.0003998 | 0.0044625 | 19486.3249 | 18211.5186 | 17065.1596 | 15903.6974 | 22064.5975 | 60284.4415 | 56489.7215 | 52645.0064 | 49200.9405 | 45982.1874 | 43087.7502 | 40155.1792 | 37528.2048 | 35073.0886 | 32865.3456 | 30628.5159 | 28624.7812 | 26752.132 | 27016.3691 | 32838.0334 | 30812.7248 | 28796.939
QLD1 | Grid Battery | 0.001183 | 0.042047 | 0.097923 | 16304.4929 | 15237.8438 | 14278.6684 | 13306.856 | 12436.3141 | 11622.7234 | 10891.1088 | 10149.8551 | 9485.8459 | 8865.2766 | 8307.2347 | 7741.8407 | 15495.8193 | 14482.0742 | 14103.7666 | 13143.8581 | 12283.9795 | 15054.8937 | 14107.2345 | 18865.3319 | 17631.1513 | 22298.2685
QLD1 | PHES | 0 | 0 | 0.003133 | 0.0077881 | 0.0072786 | 0.0068204 | 0.0063562 | 0.0059404 | 0.0055518 | 0.0052023 | 0.0048482 | 0.0045363 | 0.0042497 | 0.0040926 | 0.0038482 | 0.0045482 | 0.004267 | 0.0046992 | 0.004825 | 0.0045541 | 0.0053419 | 0.0050132 | 0.0061519 | 0.0057514 | 0.0055352
QLD1 | VPP | 0 | 0 | 0 | 0 | 0 | 0 | 0 | 0 | 0 | 0 | 0 | 0 | 0 | 0 | 0 | 0 | 0 | 0 | 0 | 0 | 0 | 0 | 0 | 0 | 0
Total |  | 0.002737 | 0.043652 | -24871.7139 | -91767.8413 | -85764.3376 | -51807.9428 | -48281.8716 | -37921.9156 | 4222.2799 | 56234.6561 | 72707.336 | 99119.0592 | 92634.6347 | 86803.5697 | 80895.6809 | 83863.8954 | 78377.473 | 80585.1957 | 80301.9781 | 80803.9895 | 89974.9565 | 86259.5114 | 95705.8699 | 97735.7012 | 104677.7464
Region | Technology | 2026-27 | 2027-28 | 2028-29 | 2029-30 | 2030-31 | 2031-32 | 2032-33 | 2033-34 | 2034-35 | 2035-36 | 2036-37 | 2037-38 | 2038-39 | 2039-40 | 2040-41 | 2041-42 | 2042-43 | 2043-44 | 2044-45 | 2045-46 | 2046-47 | 2047-48 | 2048-49 | 2049-50 | 2050-51
VIC1 | Black Coal | 0 | 0 | 0 | 0 | 0 | 0 | 0 | 0 | 0 | 0 | 0 | 0 | 0 | 0 | 0 | 0 | 0 | 0 | 0 | 0 | 0 | 0 | 0 | 0 | 0
VIC1 | Brown Coal | 0 | -0.00019274 | -0.005217 | -268026.6624 | -250492.2078 | -234724.4942 | -218749.0429 | -204438.3577 | -191063.8858 | -0.0024859 | -0.0023167 | -0.0021652 | -0.0020235 | -0.0018961 | -0.0017671 | -0.0016515 | -0.0015434 | -0.0014463 | -0.0013478 | -0.0012597 | -0.0011773 | 0 | 0 | 0 | 0
VIC1 | CCGT | 0 | 0 | 0 | 0 | 0 | 0 | 0 | 0 | 0 | 0 | 0 | 0 | 0 | 0 | 0 | 0 | 0 | 0 | 0 | 0 | 0 | 0 | 0 | 0 | 0
VIC1 | Gas - Steam | 0 | 0 | 0 | 0 | 0 | 0 | 0 | 0 | 0 | 0 | 0 | 0 | 0 | 0 | 0 | 0 | 0 | 0 | 0 | 0 | 0 | 0 | 0 | 0 | 0
VIC1 | OCGT / Diesel | 8.1429e-05 | 8.0652e-05 | 8.6478e-05 | 0.00010213 | 9.9681e-05 | 9.5983e-05 | 0.00020656 | 0.00019304 | 0.00018041 | 0.00016906 | 0.00015755 | 0.00014724 | 0.00013761 | 0.00013017 | 0.00012131 | 0.001228 | 0.0011477 | 2154.6889 | 4322.0273 | 4039.2778 | 3775.026 | 3537.3998 | 5398.5847 | 5045.4063 | 7981.5033
VIC1 | Hydro | 0 | 0 | 0 | 0 | 0 | 0 | 0 | 0 | 0 | 0 | 0 | 0 | 0 | 0 | 0 | 0 | 0 | 0 | 0 | 0 | 0 | 0 | 0 | 0 | 0
VIC1 | Hydrogen Turbine | 0 | 0 | 0 | 0 | 0 | 0 | 0 | 0 | 0 | 0 | 0 | 0 | 0 | 0 | 0 | 0 | 0 | 0 | 0 | 0 | 0 | 0 | 0 | 0 | 0
VIC1 | Wind | 0.0014827 | 0.0015067 | 66576.9671 | 429892.9131 | 401769.0775 | 376478.9506 | 350855.6292 | 327902.4585 | 534211.731 | 500584.7466 | 474223.8283 | 515599.9101 | 549532.6922 | 578345.7039 | 538983.2432 | 503722.6571 | 470768.8383 | 441135.3887 | 411111.5219 | 384216.3756 | 359080.7248 | 339416.0461 | 316315.2421 | 295857.958 | 276502.7702
VIC1 | Solar PV | 0.00011128 | 0.00011999 | 0.00014516 | 14028.1488 | 13110.4195 | 12285.1589 | 11449.0256 | 10700.024 | 21358.6516 | 20014.1902 | 18652.0157 | 17431.7904 | 16291.3929 | 15265.8998 | 14226.896 | 13296.1645 | 12426.322 | 11644.1233 | 10851.6192 | 10141.7001 | 9478.2244 | 8881.5994 | 8277.1139 | 7735.6205 | 7514.1086
VIC1 | Grid Battery | 3162.301 | 14141.2386 | 18914.9481 | 38624.7584 | 36097.905 | 33825.653 | 31523.4643 | 29461.1816 | 43491.2122 | 40753.5742 | 37979.8682 | 35495.2039 | 33173.0878 | 31084.944 | 28969.2892 | 27074.102 | 25302.8991 | 23710.1594 | 22096.4357 | 20650.8745 | 19299.8827 | 18085.0145 | 16854.1416 | 15751.5357 | 14721.0765
VIC1 | PHES | 0 | 0 | 0.00101 | 0.0037406 | 0.0034959 | 0.0032758 | 0.0030528 | 0.0028531 | 0.0026665 | 0.0024986 | 0.0023286 | 0.0021762 | 0.0020428 | 0.0019632 | 0.0018366 | 0.0018335 | 0.0017136 | 0.0017147 | 0.0016993 | 0.0015987 | 0.0015982 | 0.0015448 | 0.0016418 | 0.0015387 | 0.0018584
VIC1 | VPP | 0 | 0 | 0 | 0 | 0 | 0 | 0 | 0 | 0 | 0 | 0 | 0 | 0 | 0 | 0 | 0 | 0 | 0 | 0 | 0 | 0 | 0 | 0 | 0 | 0
Total |  | 3162.3026 | 14141.2401 | 85491.9113 | 214519.1618 | 200485.1979 | 187865.2717 | 175079.0796 | 163625.3094 | 407997.7118 | 561352.5113 | 530855.7124 | 568526.9046 | 598997.173 | 624696.5479 | 582179.4286 | 544092.925 | 508498.0606 | 478644.3606 | 448381.6044 | 419048.2284 | 391633.8584 | 369920.0613 | 346845.084 | 324390.522 | 306719.4604
Region | Technology | 2026-27 | 2027-28 | 2028-29 | 2029-30 | 2030-31 | 2031-32 | 2032-33 | 2033-34 | 2034-35 | 2035-36 | 2036-37 | 2037-38 | 2038-39 | 2039-40 | 2040-41 | 2041-42 | 2042-43 | 2043-44 | 2044-45 | 2045-46 | 2046-47 | 2047-48 | 2048-49 | 2049-50 | 2050-51
SA1 | Black Coal | 0 | 0 | 0 | 0 | 0 | 0 | 0 | 0 | 0 | 0 | 0 | 0 | 0 | 0 | 0 | 0 | 0 | 0 | 0 | 0 | 0 | 0 | 0 | 0 | 0
SA1 | Brown Coal | 0 | 0 | 0 | 0 | 0 | 0 | 0 | 0 | 0 | 0 | 0 | 0 | 0 | 0 | 0 | 0 | 0 | 0 | 0 | 0 | 0 | 0 | 0 | 0 | 0
SA1 | CCGT | 2.7335e-05 | 2.5614e-05 | 2.3871e-05 | 2.2309e-05 | 6.0202e-05 | 5.6413e-05 | 7.2313e-05 | 6.7582e-05 | 6.3161e-05 | 5.9185e-05 | 5.5157e-05 | 6.5413e-05 | 6.1133e-05 | 7.3141e-05 | 6.8163e-05 | 0.00064536 | 0.00060314 | 0.00058137 | 0.00054181 | 0.00050636 | 0.00047323 | 0.00044345 | 0.00041326 | 0.00038623 | 0.00036155
SA1 | Gas - Steam | 0 | 0 | 0 | 0 | 0 | 0 | 0 | 0 | 0 | 0 | 0 | 0 | 0 | 0 | 0 | 0 | 0 | 0 | 0 | 0 | 0 | 0 | 0 | 0 | 0
SA1 | OCGT / Diesel | 7.9583e-05 | 7.5851e-05 | 7.5463e-05 | 7.4948e-05 | 7.5181e-05 | 7.5213e-05 | 0.00014161 | 0.00013235 | 0.00012369 | 0.0001159 | 0.00010801 | 0.00010382 | 9.7031e-05 | 9.3299e-05 | 8.6949e-05 | 0.00039324 | 0.00036751 | 0.00034897 | 0.00034034 | 0.00031807 | 0.00029727 | 0.00027855 | 0.00026079 | 0.00024373 | 0.00037049
SA1 | Hydro | 0 | 0 | 0 | 0 | 0 | 0 | 0 | 0 | 0 | 0 | 0 | 0 | 0 | 0 | 0 | 0 | 0 | 0 | 0 | 0 | 0 | 0 | 0 | 0 | 0
SA1 | Hydrogen Turbine | 0 | 0 | 0 | 0 | 0 | 0 | 0 | 0 | 0 | 0 | 0 | 0 | 0 | 0 | 0 | 0 | 0 | 0 | 0 | 0 | 0 | 0 | 0 | 0 | 0
SA1 | Wind | 0.0014179 | 0.0014698 | 0.0016977 | 19011.2641 | 17767.5366 | 16649.1248 | 15515.9781 | 14500.9141 | 13552.2562 | 12699.1834 | 11834.8714 | 11060.6275 | 10337.0351 | 9686.3506 | 9027.0935 | 9336.0063 | 11013.1326 | 10319.8898 | 10727.7224 | 11118.0713 | 17174.7909 | 20390.4047 | 19002.6249 | 17778.6156 | 16618.4056
SA1 | Solar PV | 0.00026583 | 0.00028255 | 0.00036225 | 1909.5388 | 1784.6157 | 1672.2796 | 1558.4636 | 1456.508 | 1361.2224 | 1275.5377 | 1188.724 | 1110.957 | 1038.2776 | 972.9212 | 906.7038 | 847.3867 | 791.9507 | 7672.8211 | 9463.6269 | 8844.5111 | 8265.8983 | 7745.5859 | 7218.4181 | 6746.1852 | 6304.8462
SA1 | Grid Battery | 0.029702 | 0.028005 | 2592.3049 | 6934.2621 | 6480.6188 | 6072.6838 | 5659.3743 | 5289.1349 | 4943.1167 | 4631.9627 | 4316.7093 | 4034.3078 | 3770.3811 | 3533.0472 | 3292.5865 | 9412.6423 | 8796.8619 | 8243.1268 | 7682.096 | 7179.529 | 6709.8426 | 6287.4787 | 5859.5508 | 5476.2157 | 10279.408
SA1 | PHES | 0 | 0 | 0.00042433 | 0.00088449 | 0.00082662 | 0.00077459 | 0.00072187 | 0.00067465 | 0.00063051 | 0.00059082 | 0.00055596 | 0.00056191 | 0.00052993 | 0.00055229 | 0.00052888 | 0.00064023 | 0.00059835 | 0.0006399 | 0.00064112 | 0.00061191 | 0.00062248 | 0.00060534 | 0.00064489 | 0.00060634 | 0.00065458
SA1 | VPP | 0 | 0 | 0 | 0 | 0 | 0 | 0 | 0 | 0 | 0 | 0 | 0 | 0 | 0 | 0 | 0 | 0 | 0 | 0 | 0 | 0 | 0 | 0 | 0 | 0
Total |  | 0.031492 | 0.029859 | 2592.3075 | 27855.066 | 26032.772 | 24394.0892 | 22733.8169 | 21246.5579 | 19856.5961 | 18606.6845 | 17340.3055 | 16205.893 | 15145.6944 | 14192.3198 | 13226.3844 | 19596.037 | 20601.9467 | 26235.8392 | 27873.4468 | 27142.1128 | 32150.5332 | 34423.4706 | 32080.5951 | 30001.0177 | 33202.6612
Region | Technology | 2026-27 | 2027-28 | 2028-29 | 2029-30 | 2030-31 | 2031-32 | 2032-33 | 2033-34 | 2034-35 | 2035-36 | 2036-37 | 2037-38 | 2038-39 | 2039-40 | 2040-41 | 2041-42 | 2042-43 | 2043-44 | 2044-45 | 2045-46 | 2046-47 | 2047-48 | 2048-49 | 2049-50 | 2050-51
TAS1 | Black Coal | 0 | 0 | 0 | 0 | 0 | 0 | 0 | 0 | 0 | 0 | 0 | 0 | 0 | 0 | 0 | 0 | 0 | 0 | 0 | 0 | 0 | 0 | 0 | 0 | 0
TAS1 | Brown Coal | 0 | 0 | 0 | 0 | 0 | 0 | 0 | 0 | 0 | 0 | 0 | 0 | 0 | 0 | 0 | 0 | 0 | 0 | 0 | 0 | 0 | 0 | 0 | 0 | 0
TAS1 | CCGT | 1.3254e-05 | 1.242e-05 | 1.1574e-05 | 1.0817e-05 | 2.6881e-05 | 2.5189e-05 | 2.591e-05 | 2.5431e-05 | 2.5805e-05 | 2.5484e-05 | 2.5035e-05 | 2.5473e-05 | 2.5808e-05 | 2.5656e-05 | 2.5118e-05 | 2.5596e-05 | 2.4939e-05 | 2.4678e-05 | 2.4502e-05 | 2.461e-05 | 2.4547e-05 | 2.4564e-05 | 2.4196e-05 | 2.4071e-05 | 2.427e-05
TAS1 | Gas - Steam | 0 | 0 | 0 | 0 | 0 | 0 | 0 | 0 | 0 | 0 | 0 | 0 | 0 | 0 | 0 | 0 | 0 | 0 | 0 | 0 | 0 | 0 | 0 | 0 | 0
TAS1 | OCGT / Diesel | 7.7544e-05 | 7.722e-05 | 7.6442e-05 | 7.1441e-05 | 7.8143e-05 | 7.7886e-05 | 7.839e-05 | 7.8253e-05 | 7.8609e-05 | 7.8607e-05 | 7.8576e-05 | 7.8911e-05 | 7.9189e-05 | 7.9527e-05 | 7.8769e-05 | 7.912e-05 | 7.9323e-05 | 7.9421e-05 | 7.952e-05 | 7.9945e-05 | 8.0178e-05 | 8.0695e-05 | 8.0676e-05 | 8.0987e-05 | 8.147e-05
TAS1 | Hydro | 0 | 0 | 0 | 0 | 0 | 0 | 0 | 0 | 0 | 0 | 0 | 0 | 0 | 0 | 0 | 0 | 0 | 0 | 0 | 0 | 0 | 0 | 0 | 0 | 0
TAS1 | Hydrogen Turbine | 0 | 0 | 0 | 0 | 0 | 0 | 0 | 0 | 0 | 0 | 0 | 0 | 0 | 0 | 0 | 0 | 0 | 0 | 0 | 0 | 0 | 0 | 0 | 0 | 0
TAS1 | Wind | 7902.7922 | 14810.6702 | 20703.9738 | 26095.9365 | 26934.3848 | 27624.3661 | 27967.3049 | 28215.2993 | 28311.1499 | 28348.5366 | 28114.7744 | 27860.2111 | 27518.6282 | 27174.2362 | 25324.7458 | 23667.9867 | 22119.6138 | 20727.2521 | 19316.5463 | 18052.847 | 16871.8197 | 15809.7905 | 14733.7693 | 13769.8779 | 12869.0448
TAS1 | Solar PV | 0.0001896 | 0.00022451 | 0.00026259 | 0.00035363 | 0.00033501 | 0.00038525 | 0.0003901 | 0.00038305 | 0.00036023 | 0.00034366 | 0.00032586 | 0.00031442 | 0.00029573 | 0.00037416 | 0.00035456 | 0.00034664 | 0.00034199 | 0.00032651 | 0.00031466 | 0.00030434 | 0.0003004 | 0.00029432 | 0.00028564 | 0.00027611 | 0.00026877
TAS1 | Grid Battery | 0.0016941 | 0.0016418 | 0.00153 | 0.00143 | 0.0013364 | 0.0012632 | 0.0011993 | 0.0011629 | 0.0011728 | 0.0012071 | 0.001225 | 0.001262 | 0.0012838 | 0.0014318 | 0.0014308 | 0.0014625 | 0.0014626 | 0.0014835 | 0.0014909 | 0.0014977 | 0.0019374 | 0.0019383 | 0.0019197 | 0.0018991 | 0.0018801
TAS1 | PHES | 0 | 0 | 0.002384 | 0.002228 | 0.002431 | 0.0024275 | 0.0025498 | 0.0025494 | 0.0025621 | 0.0025876 | 0.002577 | 0.002569 | 0.0025765 | 0.0025938 | 0.0025847 | 0.0025816 | 0.0025829 | 0.0025917 | 0.0025907 | 0.0025889 | 0.0025844 | 0.0025981 | 0.0025986 | 0.0026016 | 0.0026063
TAS1 | VPP | 0 | 0 | 0 | 0 | 0 | 0 | 0 | 0 | 0 | 0 | 0 | 0 | 0 | 0 | 0 | 0 | 0 | 0 | 0 | 0 | 0 | 0 | 0 | 0 | 0
Total |  | 7902.7942 | 14810.6721 | 20703.978 | 26095.9405 | 26934.389 | 27624.3703 | 27967.3092 | 28215.3035 | 28311.1541 | 28348.5409 | 28114.7787 | 27860.2153 | 27518.6325 | 27174.2407 | 25324.7503 | 23667.9912 | 22119.6182 | 20727.2566 | 19316.5508 | 18052.8515 | 16871.8246 | 15809.7955 | 14733.7742 | 13769.8828 | 12869.0496

## BaseCase_Fuel Cost
Fuel cost by technology ($000s) - BaseCase, Progressive Change Scenario
Fuel | Real June 2024 dollars discounted to 1 July 2025
Explicitly modelled generation
Region | Technology | 2026-27 | 2027-28 | 2028-29 | 2029-30 | 2030-31 | 2031-32 | 2032-33 | 2033-34 | 2034-35 | 2035-36 | 2036-37 | 2037-38 | 2038-39 | 2039-40 | 2040-41 | 2041-42 | 2042-43 | 2043-44 | 2044-45 | 2045-46 | 2046-47 | 2047-48 | 2048-49 | 2049-50 | 2050-51
NEM | Black Coal | 3113354.464 | 2609540.915 | 2404529.9235 | 497656.2313 | 537523.2584 | 487969.2345 | 484528.4177 | 442123.1704 | 357812.7155 | 296766.7731 | 274390.7532 | 313054.2023 | 276965.2336 | 242544.122 | 140387.5596 | 131588.7683 | 98479.1009 | 94525.6096 | 76100.7954 | 80759.4945 | 73127.82 | 59640.9535 | 52142.579 | 54899.351 | 52488.605
NEM | Brown Coal | 335281.202 | 325013.244 | 205678.506 | 63851.6208 | 62651.0394 | 59666.2218 | 49854.1673 | 57268.6042 | 50763.221 | 43223.046 | 41193.056 | 40672.312 | 28646.213 | 20709.03 | 30557.061 | 29957.927 | 28191.509 | 27376.749 | 24133.86 | 21341.34 | 21772.438 | 0 | 0 | 0 | 0
NEM | CCGT | 199286.7277 | 135043.2802 | 301103.5687 | 484001.7583 | 378487.4226 | 351885.9286 | 309743.3694 | 355537.3816 | 188356.142 | 107210.0708 | 133794.6928 | 132699.1029 | 159622.3374 | 154379.9272 | 156119.6767 | 154762.6516 | 192131.3102 | 131622.677 | 102532.5862 | 63530.2876 | 157902.8854 | 145691.2221 | 141812.5304 | 134203.6792 | 95504.4718
NEM | Gas - Steam | 8132.452 | 3030.8855 | 17525.926 | 18864.854 | 73524.72 | 35952.008 | 114339.704 | 58534.348 | 15203.847 | 5004.2445 | 7266.212 | 12821.694 | 16522.822 | 0 | 0 | 0 | 0 | 0 | 0 | 0 | 0 | 0 | 0 | 0 | 0
NEM | OCGT / Diesel | 47314.0925 | 22070.4835 | 63857.8165 | 818479.6136 | 209220.9718 | 165453.4478 | 335231.7589 | 145830.06 | 52583.6637 | 23998.8721 | 35308.0109 | 120859.8655 | 124433.5007 | 197218.9825 | 220534.5677 | 260833.1553 | 342719.7129 | 558721.0841 | 349669.3747 | 446596.6057 | 357913.9742 | 482852.3162 | 552141.3241 | 526403.0164 | 441840.456
NEM | Hydro | 0 | 0 | 0 | 0 | 0 | 0 | 0 | 0 | 0 | 0 | 0 | 0 | 0 | 0 | 0 | 0 | 0 | 0 | 0 | 0 | 0 | 0 | 0 | 0 | 0
NEM | Hydrogen Turbine | 0 | 0 | 0 | 0 | 0 | 0 | 0 | 0 | 0 | 0 | 0 | 0 | 0 | 0 | 0 | 0 | 0 | 0 | 0 | 0 | 0 | 0 | 0 | 0 | 0
NEM | Wind | 0 | 0 | 0 | 0 | 0 | 0 | 0 | 0 | 0 | 0 | 0 | 0 | 0 | 0 | 0 | 0 | 0 | 0 | 0 | 0 | 0 | 0 | 0 | 0 | 0
NEM | Solar PV | 0 | 0 | 0 | 0 | 0 | 0 | 0 | 0 | 0 | 0 | 0 | 0 | 0 | 0 | 0 | 0 | 0 | 0 | 0 | 0 | 0 | 0 | 0 | 0 | 0
NEM | Grid Battery | 0 | 0 | 0 | 0 | 0 | 0 | 0 | 0 | 0 | 0 | 0 | 0 | 0 | 0 | 0 | 0 | 0 | 0 | 0 | 0 | 0 | 0 | 0 | 0 | 0
NEM | PHES | 0 | 0 | 0 | 0 | 0 | 0 | 0 | 0 | 0 | 0 | 0 | 0 | 0 | 0 | 0 | 0 | 0 | 0 | 0 | 0 | 0 | 0 | 0 | 0 | 0
NEM | VPP | 0 | 0 | 0 | 0 | 0 | 0 | 0 | 0 | 0 | 0 | 0 | 0 | 0 | 0 | 0 | 0 | 0 | 0 | 0 | 0 | 0 | 0 | 0 | 0 | 0
Total |  | 3703368.9381 | 3094698.8082 | 2992695.7407 | 1882854.078 | 1261407.4123 | 1100926.8407 | 1293697.4172 | 1059293.5642 | 664719.5891 | 476203.0065 | 491952.7249 | 620107.1767 | 606190.1068 | 614852.0616 | 547598.865 | 577142.5021 | 661521.633 | 812246.1197 | 552436.6163 | 612227.7278 | 610717.1176 | 688184.4918 | 746096.4335 | 715506.0466 | 589833.5329
Region | Technology | 2026-27 | 2027-28 | 2028-29 | 2029-30 | 2030-31 | 2031-32 | 2032-33 | 2033-34 | 2034-35 | 2035-36 | 2036-37 | 2037-38 | 2038-39 | 2039-40 | 2040-41 | 2041-42 | 2042-43 | 2043-44 | 2044-45 | 2045-46 | 2046-47 | 2047-48 | 2048-49 | 2049-50 | 2050-51
NSW1 | Black Coal | 1638665.56 | 1222761.055 | 1175392.2 | 247878.7268 | 263707.7591 | 227293.14 | 233503.7297 | 211926.432 | 170196.552 | 134916.12 | 121385.36 | 133701.04 | 122406.012 | 105564.668 | 0 | 0 | 0 | 0 | 0 | 0 | 0 | 0 | 0 | 0 | 0
NSW1 | Brown Coal | 0 | 0 | 0 | 0 | 0 | 0 | 0 | 0 | 0 | 0 | 0 | 0 | 0 | 0 | 0 | 0 | 0 | 0 | 0 | 0 | 0 | 0 | 0 | 0 | 0
NSW1 | CCGT | 4946.4567 | 7065.6881 | 31737.7571 | 95702.6329 | 74837.4659 | 72783.6819 | 63414.5499 | 70923.1939 | 25179.9756 | 9274.3165 | 16643.2715 | 29374.3377 | 36021.6659 | 42262.9421 | 43874.8101 | 46359.7253 | 59025.6976 | 0.0086772 | 0.007584 | 0.0075378 | 0.0084023 | 0.0080257 | 0.0074214 | 0.0071357 | 0.0068472
NSW1 | Gas - Steam | 0 | 0 | 0 | 0 | 0 | 0 | 0 | 0 | 0 | 0 | 0 | 0 | 0 | 0 | 0 | 0 | 0 | 0 | 0 | 0 | 0 | 0 | 0 | 0 | 0
NSW1 | OCGT / Diesel | 3919.5297 | 8029.4427 | 11963.7787 | 358327.5252 | 73323.9697 | 39486.31 | 120046.6119 | 28430.6581 | 11948.4421 | 5149.369 | 6388.8415 | 38838.9582 | 33555.6413 | 73283.3942 | 96105.4813 | 107004.4631 | 137018.8464 | 284170.5138 | 169709.1381 | 204401.3344 | 183557.3342 | 260824.7085 | 297200.8226 | 314722.4587 | 208741.7365
NSW1 | Hydro | 0 | 0 | 0 | 0 | 0 | 0 | 0 | 0 | 0 | 0 | 0 | 0 | 0 | 0 | 0 | 0 | 0 | 0 | 0 | 0 | 0 | 0 | 0 | 0 | 0
NSW1 | Hydrogen Turbine | 0 | 0 | 0 | 0 | 0 | 0 | 0 | 0 | 0 | 0 | 0 | 0 | 0 | 0 | 0 | 0 | 0 | 0 | 0 | 0 | 0 | 0 | 0 | 0 | 0
NSW1 | Wind | 0 | 0 | 0 | 0 | 0 | 0 | 0 | 0 | 0 | 0 | 0 | 0 | 0 | 0 | 0 | 0 | 0 | 0 | 0 | 0 | 0 | 0 | 0 | 0 | 0
NSW1 | Solar PV | 0 | 0 | 0 | 0 | 0 | 0 | 0 | 0 | 0 | 0 | 0 | 0 | 0 | 0 | 0 | 0 | 0 | 0 | 0 | 0 | 0 | 0 | 0 | 0 | 0
NSW1 | Grid Battery | 0 | 0 | 0 | 0 | 0 | 0 | 0 | 0 | 0 | 0 | 0 | 0 | 0 | 0 | 0 | 0 | 0 | 0 | 0 | 0 | 0 | 0 | 0 | 0 | 0
NSW1 | PHES | 0 | 0 | 0 | 0 | 0 | 0 | 0 | 0 | 0 | 0 | 0 | 0 | 0 | 0 | 0 | 0 | 0 | 0 | 0 | 0 | 0 | 0 | 0 | 0 | 0
NSW1 | VPP | 0 | 0 | 0 | 0 | 0 | 0 | 0 | 0 | 0 | 0 | 0 | 0 | 0 | 0 | 0 | 0 | 0 | 0 | 0 | 0 | 0 | 0 | 0 | 0 | 0
Total |  | 1647531.5464 | 1237856.1859 | 1219093.7357 | 701908.8849 | 411869.1946 | 339563.1319 | 416964.8915 | 311280.284 | 207324.9698 | 149339.8055 | 144417.473 | 201914.3359 | 191983.3192 | 221111.0042 | 139980.2914 | 153364.1885 | 196044.544 | 284170.5225 | 169709.1456 | 204401.3419 | 183557.3426 | 260824.7165 | 297200.8301 | 314722.4659 | 208741.7434
Region | Technology | 2026-27 | 2027-28 | 2028-29 | 2029-30 | 2030-31 | 2031-32 | 2032-33 | 2033-34 | 2034-35 | 2035-36 | 2036-37 | 2037-38 | 2038-39 | 2039-40 | 2040-41 | 2041-42 | 2042-43 | 2043-44 | 2044-45 | 2045-46 | 2046-47 | 2047-48 | 2048-49 | 2049-50 | 2050-51
QLD1 | Black Coal | 1474688.904 | 1386779.86 | 1229137.7235 | 249777.5045 | 273815.4993 | 260676.0946 | 251024.6879 | 230196.7384 | 187616.1635 | 161850.6531 | 153005.3932 | 179353.1623 | 154559.2216 | 136979.454 | 140387.5596 | 131588.7683 | 98479.1009 | 94525.6096 | 76100.7954 | 80759.4945 | 73127.82 | 59640.9535 | 52142.579 | 54899.351 | 52488.605
QLD1 | Brown Coal | 0 | 0 | 0 | 0 | 0 | 0 | 0 | 0 | 0 | 0 | 0 | 0 | 0 | 0 | 0 | 0 | 0 | 0 | 0 | 0 | 0 | 0 | 0 | 0 | 0
QLD1 | CCGT | 113546.8134 | 107798.7816 | 159126.2422 | 263579.9882 | 198239.8815 | 190387.8035 | 152792.8238 | 186991.976 | 116600.9751 | 79909.0871 | 89770.6101 | 103324.7617 | 123600.6682 | 112116.9813 | 112244.8628 | 108402.9016 | 133105.5868 | 131622.6428 | 102532.5565 | 63530.2582 | 157902.856 | 145691.194 | 141812.504 | 134203.654 | 95504.448
QLD1 | Gas - Steam | 0 | 0 | 0 | 0 | 0 | 0 | 0 | 0 | 0 | 0 | 0 | 0 | 0 | 0 | 0 | 0 | 0 | 0 | 0 | 0 | 0 | 0 | 0 | 0 | 0
QLD1 | OCGT / Diesel | 880.1165 | 1309.5456 | 4985.2307 | 75071.25 | 1619.5067 | 2962.7134 | 7031.8458 | 3508.9716 | 904.5378 | 3364.2075 | 7883.6893 | 22901.9213 | 27160.608 | 44806.4937 | 53648.348 | 49914.0744 | 117388.4791 | 124222.1709 | 94571.7762 | 117112.2283 | 64490.2807 | 73796.5926 | 69555.8362 | 27211.1082 | 3782.7583
QLD1 | Hydro | 0 | 0 | 0 | 0 | 0 | 0 | 0 | 0 | 0 | 0 | 0 | 0 | 0 | 0 | 0 | 0 | 0 | 0 | 0 | 0 | 0 | 0 | 0 | 0 | 0
QLD1 | Hydrogen Turbine | 0 | 0 | 0 | 0 | 0 | 0 | 0 | 0 | 0 | 0 | 0 | 0 | 0 | 0 | 0 | 0 | 0 | 0 | 0 | 0 | 0 | 0 | 0 | 0 | 0
QLD1 | Wind | 0 | 0 | 0 | 0 | 0 | 0 | 0 | 0 | 0 | 0 | 0 | 0 | 0 | 0 | 0 | 0 | 0 | 0 | 0 | 0 | 0 | 0 | 0 | 0 | 0
QLD1 | Solar PV | 0 | 0 | 0 | 0 | 0 | 0 | 0 | 0 | 0 | 0 | 0 | 0 | 0 | 0 | 0 | 0 | 0 | 0 | 0 | 0 | 0 | 0 | 0 | 0 | 0
QLD1 | Grid Battery | 0 | 0 | 0 | 0 | 0 | 0 | 0 | 0 | 0 | 0 | 0 | 0 | 0 | 0 | 0 | 0 | 0 | 0 | 0 | 0 | 0 | 0 | 0 | 0 | 0
QLD1 | PHES | 0 | 0 | 0 | 0 | 0 | 0 | 0 | 0 | 0 | 0 | 0 | 0 | 0 | 0 | 0 | 0 | 0 | 0 | 0 | 0 | 0 | 0 | 0 | 0 | 0
QLD1 | VPP | 0 | 0 | 0 | 0 | 0 | 0 | 0 | 0 | 0 | 0 | 0 | 0 | 0 | 0 | 0 | 0 | 0 | 0 | 0 | 0 | 0 | 0 | 0 | 0 | 0
Total |  | 1589115.8339 | 1495888.1873 | 1393249.1964 | 588428.7427 | 473674.8876 | 454026.6115 | 410849.3575 | 420697.686 | 305121.6764 | 245123.9477 | 250659.6927 | 305579.8453 | 305320.4978 | 293902.929 | 306280.7704 | 289905.7443 | 348973.1668 | 350370.4234 | 273205.1281 | 261401.981 | 295520.9567 | 279128.7401 | 263510.9192 | 216314.1132 | 151775.8113
Region | Technology | 2026-27 | 2027-28 | 2028-29 | 2029-30 | 2030-31 | 2031-32 | 2032-33 | 2033-34 | 2034-35 | 2035-36 | 2036-37 | 2037-38 | 2038-39 | 2039-40 | 2040-41 | 2041-42 | 2042-43 | 2043-44 | 2044-45 | 2045-46 | 2046-47 | 2047-48 | 2048-49 | 2049-50 | 2050-51
VIC1 | Black Coal | 0 | 0 | 0 | 0 | 0 | 0 | 0 | 0 | 0 | 0 | 0 | 0 | 0 | 0 | 0 | 0 | 0 | 0 | 0 | 0 | 0 | 0 | 0 | 0 | 0
VIC1 | Brown Coal | 335281.202 | 325013.244 | 205678.506 | 63851.6208 | 62651.0394 | 59666.2218 | 49854.1673 | 57268.6042 | 50763.221 | 43223.046 | 41193.056 | 40672.312 | 28646.213 | 20709.03 | 30557.061 | 29957.927 | 28191.509 | 27376.749 | 24133.86 | 21341.34 | 21772.438 | 0 | 0 | 0 | 0
VIC1 | CCGT | 0 | 0 | 0 | 0 | 0 | 0 | 0 | 0 | 0 | 0 | 0 | 0 | 0 | 0 | 0 | 0 | 0 | 0 | 0 | 0 | 0 | 0 | 0 | 0 | 0
VIC1 | Gas - Steam | 8132.452 | 3030.8855 | 17525.926 | 18864.854 | 73524.72 | 35952.008 | 114339.704 | 58534.348 | 15203.847 | 5004.2445 | 7266.212 | 12821.694 | 16522.822 | 0 | 0 | 0 | 0 | 0 | 0 | 0 | 0 | 0 | 0 | 0 | 0
VIC1 | OCGT / Diesel | 9318.3522 | 1786.818 | 13355.088 | 149888.8891 | 56098.2371 | 45931.2639 | 119348.536 | 36396.8699 | 13337.9736 | 6783.211 | 6884.0501 | 26617.4819 | 21047.1995 | 34924.9637 | 25251.2775 | 52844.6538 | 29582.1091 | 90470.7534 | 59636.368 | 97696.7342 | 85999.2656 | 121130.6777 | 160560.618 | 160422.587 | 209375.9231
VIC1 | Hydro | 0 | 0 | 0 | 0 | 0 | 0 | 0 | 0 | 0 | 0 | 0 | 0 | 0 | 0 | 0 | 0 | 0 | 0 | 0 | 0 | 0 | 0 | 0 | 0 | 0
VIC1 | Hydrogen Turbine | 0 | 0 | 0 | 0 | 0 | 0 | 0 | 0 | 0 | 0 | 0 | 0 | 0 | 0 | 0 | 0 | 0 | 0 | 0 | 0 | 0 | 0 | 0 | 0 | 0
VIC1 | Wind | 0 | 0 | 0 | 0 | 0 | 0 | 0 | 0 | 0 | 0 | 0 | 0 | 0 | 0 | 0 | 0 | 0 | 0 | 0 | 0 | 0 | 0 | 0 | 0 | 0
VIC1 | Solar PV | 0 | 0 | 0 | 0 | 0 | 0 | 0 | 0 | 0 | 0 | 0 | 0 | 0 | 0 | 0 | 0 | 0 | 0 | 0 | 0 | 0 | 0 | 0 | 0 | 0
VIC1 | Grid Battery | 0 | 0 | 0 | 0 | 0 | 0 | 0 | 0 | 0 | 0 | 0 | 0 | 0 | 0 | 0 | 0 | 0 | 0 | 0 | 0 | 0 | 0 | 0 | 0 | 0
VIC1 | PHES | 0 | 0 | 0 | 0 | 0 | 0 | 0 | 0 | 0 | 0 | 0 | 0 | 0 | 0 | 0 | 0 | 0 | 0 | 0 | 0 | 0 | 0 | 0 | 0 | 0
VIC1 | VPP | 0 | 0 | 0 | 0 | 0 | 0 | 0 | 0 | 0 | 0 | 0 | 0 | 0 | 0 | 0 | 0 | 0 | 0 | 0 | 0 | 0 | 0 | 0 | 0 | 0
Total |  | 352732.0062 | 329830.9475 | 236559.52 | 232605.3638 | 192273.9965 | 141549.4937 | 283542.4072 | 152199.8222 | 79305.0416 | 55010.5015 | 55343.3181 | 80111.4879 | 66216.2345 | 55633.9937 | 55808.3385 | 82802.5808 | 57773.6181 | 117847.5024 | 83770.228 | 119038.0742 | 107771.7036 | 121130.6777 | 160560.618 | 160422.587 | 209375.9231
Region | Technology | 2026-27 | 2027-28 | 2028-29 | 2029-30 | 2030-31 | 2031-32 | 2032-33 | 2033-34 | 2034-35 | 2035-36 | 2036-37 | 2037-38 | 2038-39 | 2039-40 | 2040-41 | 2041-42 | 2042-43 | 2043-44 | 2044-45 | 2045-46 | 2046-47 | 2047-48 | 2048-49 | 2049-50 | 2050-51
SA1 | Black Coal | 0 | 0 | 0 | 0 | 0 | 0 | 0 | 0 | 0 | 0 | 0 | 0 | 0 | 0 | 0 | 0 | 0 | 0 | 0 | 0 | 0 | 0 | 0 | 0 | 0
SA1 | Brown Coal | 0 | 0 | 0 | 0 | 0 | 0 | 0 | 0 | 0 | 0 | 0 | 0 | 0 | 0 | 0 | 0 | 0 | 0 | 0 | 0 | 0 | 0 | 0 | 0 | 0
SA1 | CCGT | 80793.4571 | 20178.8099 | 110239.569 | 124719.1368 | 105410.0742 | 88714.4421 | 93535.9947 | 97622.2106 | 46575.1902 | 18026.6661 | 27380.81 | 0.0024447 | 0.0022883 | 0.0027409 | 0.0026452 | 0.023587 | 0.024849 | 0.024361 | 0.021093 | 0.020758 | 0.019913 | 0.01898 | 0.017868 | 0.017006 | 0.015853
SA1 | Gas - Steam | 0 | 0 | 0 | 0 | 0 | 0 | 0 | 0 | 0 | 0 | 0 | 0 | 0 | 0 | 0 | 0 | 0 | 0 | 0 | 0 | 0 | 0 | 0 | 0 | 0
SA1 | OCGT / Diesel | 33196.0922 | 10944.6752 | 33553.7173 | 235191.9491 | 78179.2565 | 77073.1586 | 88804.7634 | 77493.5585 | 26392.7083 | 8702.0828 | 14151.4282 | 32501.5023 | 42670.0502 | 44204.1291 | 45529.4596 | 51069.9627 | 58730.2769 | 59857.6446 | 25752.091 | 27386.3074 | 23867.0923 | 27100.336 | 24824.046 | 24046.8611 | 19940.0371
SA1 | Hydro | 0 | 0 | 0 | 0 | 0 | 0 | 0 | 0 | 0 | 0 | 0 | 0 | 0 | 0 | 0 | 0 | 0 | 0 | 0 | 0 | 0 | 0 | 0 | 0 | 0
SA1 | Hydrogen Turbine | 0 | 0 | 0 | 0 | 0 | 0 | 0 | 0 | 0 | 0 | 0 | 0 | 0 | 0 | 0 | 0 | 0 | 0 | 0 | 0 | 0 | 0 | 0 | 0 | 0
SA1 | Wind | 0 | 0 | 0 | 0 | 0 | 0 | 0 | 0 | 0 | 0 | 0 | 0 | 0 | 0 | 0 | 0 | 0 | 0 | 0 | 0 | 0 | 0 | 0 | 0 | 0
SA1 | Solar PV | 0 | 0 | 0 | 0 | 0 | 0 | 0 | 0 | 0 | 0 | 0 | 0 | 0 | 0 | 0 | 0 | 0 | 0 | 0 | 0 | 0 | 0 | 0 | 0 | 0
SA1 | Grid Battery | 0 | 0 | 0 | 0 | 0 | 0 | 0 | 0 | 0 | 0 | 0 | 0 | 0 | 0 | 0 | 0 | 0 | 0 | 0 | 0 | 0 | 0 | 0 | 0 | 0
SA1 | PHES | 0 | 0 | 0 | 0 | 0 | 0 | 0 | 0 | 0 | 0 | 0 | 0 | 0 | 0 | 0 | 0 | 0 | 0 | 0 | 0 | 0 | 0 | 0 | 0 | 0
SA1 | VPP | 0 | 0 | 0 | 0 | 0 | 0 | 0 | 0 | 0 | 0 | 0 | 0 | 0 | 0 | 0 | 0 | 0 | 0 | 0 | 0 | 0 | 0 | 0 | 0 | 0
Total |  | 113989.5493 | 31123.4852 | 143793.2862 | 359911.0859 | 183589.3307 | 165787.6007 | 182340.758 | 175115.7691 | 72967.8985 | 26728.7489 | 41532.2382 | 32501.5048 | 42670.0524 | 44204.1318 | 45529.4623 | 51069.9863 | 58730.3017 | 59857.669 | 25752.1121 | 27386.3282 | 23867.1122 | 27100.355 | 24824.0638 | 24046.8781 | 19940.053
Region | Technology | 2026-27 | 2027-28 | 2028-29 | 2029-30 | 2030-31 | 2031-32 | 2032-33 | 2033-34 | 2034-35 | 2035-36 | 2036-37 | 2037-38 | 2038-39 | 2039-40 | 2040-41 | 2041-42 | 2042-43 | 2043-44 | 2044-45 | 2045-46 | 2046-47 | 2047-48 | 2048-49 | 2049-50 | 2050-51
TAS1 | Black Coal | 0 | 0 | 0 | 0 | 0 | 0 | 0 | 0 | 0 | 0 | 0 | 0 | 0 | 0 | 0 | 0 | 0 | 0 | 0 | 0 | 0 | 0 | 0 | 0 | 0
TAS1 | Brown Coal | 0 | 0 | 0 | 0 | 0 | 0 | 0 | 0 | 0 | 0 | 0 | 0 | 0 | 0 | 0 | 0 | 0 | 0 | 0 | 0 | 0 | 0 | 0 | 0 | 0
TAS1 | CCGT | 0.00056302 | 0.00054921 | 0.00049817 | 0.00035774 | 0.0010352 | 0.0010627 | 0.001051 | 0.0010627 | 0.0010501 | 0.001053 | 0.0010643 | 0.0010593 | 0.001052 | 0.0010559 | 0.0010598 | 0.0010534 | 0.0010716 | 0.0010832 | 0.0010799 | 0.0010839 | 0.001089 | 0.0010948 | 0.0010984 | 0.0011022 | 0.0011127
TAS1 | Gas - Steam | 0 | 0 | 0 | 0 | 0 | 0 | 0 | 0 | 0 | 0 | 0 | 0 | 0 | 0 | 0 | 0 | 0 | 0 | 0 | 0 | 0 | 0 | 0 | 0 | 0
TAS1 | OCGT / Diesel | 0.001846 | 0.0018557 | 0.001844 | 0.0003313 | 0.0018182 | 0.0018496 | 0.001837 | 0.0018479 | 0.0018285 | 0.0018007 | 0.0018063 | 0.0018294 | 0.0017968 | 0.0018298 | 0.0013178 | 0.0012812 | 0.0013334 | 0.0013567 | 0.0013425 | 0.0013056 | 0.0013436 | 0.0013639 | 0.0013544 | 0.0013501 | 0.00088897
TAS1 | Hydro | 0 | 0 | 0 | 0 | 0 | 0 | 0 | 0 | 0 | 0 | 0 | 0 | 0 | 0 | 0 | 0 | 0 | 0 | 0 | 0 | 0 | 0 | 0 | 0 | 0
TAS1 | Hydrogen Turbine | 0 | 0 | 0 | 0 | 0 | 0 | 0 | 0 | 0 | 0 | 0 | 0 | 0 | 0 | 0 | 0 | 0 | 0 | 0 | 0 | 0 | 0 | 0 | 0 | 0
TAS1 | Wind | 0 | 0 | 0 | 0 | 0 | 0 | 0 | 0 | 0 | 0 | 0 | 0 | 0 | 0 | 0 | 0 | 0 | 0 | 0 | 0 | 0 | 0 | 0 | 0 | 0
TAS1 | Solar PV | 0 | 0 | 0 | 0 | 0 | 0 | 0 | 0 | 0 | 0 | 0 | 0 | 0 | 0 | 0 | 0 | 0 | 0 | 0 | 0 | 0 | 0 | 0 | 0 | 0
TAS1 | Grid Battery | 0 | 0 | 0 | 0 | 0 | 0 | 0 | 0 | 0 | 0 | 0 | 0 | 0 | 0 | 0 | 0 | 0 | 0 | 0 | 0 | 0 | 0 | 0 | 0 | 0
TAS1 | PHES | 0 | 0 | 0 | 0 | 0 | 0 | 0 | 0 | 0 | 0 | 0 | 0 | 0 | 0 | 0 | 0 | 0 | 0 | 0 | 0 | 0 | 0 | 0 | 0 | 0
TAS1 | VPP | 0 | 0 | 0 | 0 | 0 | 0 | 0 | 0 | 0 | 0 | 0 | 0 | 0 | 0 | 0 | 0 | 0 | 0 | 0 | 0 | 0 | 0 | 0 | 0 | 0
Total |  | 0.002409 | 0.0024049 | 0.0023422 | 0.00068904 | 0.0028534 | 0.0029123 | 0.002888 | 0.0029106 | 0.0028786 | 0.0028537 | 0.0028706 | 0.0028887 | 0.0028488 | 0.0028857 | 0.0023776 | 0.0023346 | 0.0024049 | 0.0024399 | 0.0024224 | 0.0023895 | 0.0024326 | 0.0024588 | 0.0024529 | 0.0024523 | 0.0020017

## BaseCase_Build Cost
New generation build cost (CAPEX) by technology ($000s) - BaseCase, Progressive Change Scenario
CAPEX | Real June 2024 dollars discounted to 1 July 2025. The total capital costs are annualised for modelling purposes. Build costs do not include capital costs of existing, committed and anticipated generators and transmission projects since there will be no difference in these costs between the Base Case and option case.
Explicitly modelled generation
Region | Technology | 2026-27 | 2027-28 | 2028-29 | 2029-30 | 2030-31 | 2031-32 | 2032-33 | 2033-34 | 2034-35 | 2035-36 | 2036-37 | 2037-38 | 2038-39 | 2039-40 | 2040-41 | 2041-42 | 2042-43 | 2043-44 | 2044-45 | 2045-46 | 2046-47 | 2047-48 | 2048-49 | 2049-50 | 2050-51
NEM | Black Coal | 0 | 0 | 0 | 0 | 0 | 0 | 0 | 0 | 0 | 0 | 0 | 0 | 0 | 0 | 0 | 0 | 0 | 0 | 0 | 0 | 0 | 0 | 0 | 0 | 0
NEM | Brown Coal | 0 | 0 | 0 | 0 | 0 | 0 | 0 | 0 | 0 | 0 | 0 | 0 | 0 | 0 | 0 | 0 | 0 | 0 | 0 | 0 | 0 | 0 | 0 | 0 | 0
NEM | CCGT | 0.0018906 | 0.0017716 | 0.001651 | 0.001543 | 0.0033116 | 0.0032547 | 0.0036553 | 0.0034385 | 0.003251 | 0.0030702 | 0.0029473 | 0.0034532 | 0.0034057 | 0.0037418 | 0.003643 | 0.016491 | 0.015441 | 0.019154 | 0.017878 | 0.016739 | 52804.2149 | 49480.3521 | 46112.6978 | 43095.9793 | 40276.6163
NEM | Gas - Steam | 0 | 0 | 0 | 0 | 0 | 0 | 0 | 0 | 0 | 0 | 0 | 0 | 0 | 0 | 0 | 0 | 0 | 0 | 0 | 0 | 0 | 0 | 0 | 0 | 0
NEM | OCGT / Diesel | 0.0055208 | 0.0055898 | 0.0056686 | 0.00636 | 0.0062336 | 0.0060085 | 0.008248 | 0.0077765 | 0.0073788 | 0.0070406 | 0.0067734 | 0.0068607 | 0.0066112 | 0.0066987 | 0.0063056 | 0.029699 | 0.027828 | 65141.5729 | 106492.0009 | 99525.2345 | 93014.2422 | 87159.2821 | 161543.9767 | 150975.6792 | 176896.1236
NEM | Hydro | 0 | 0 | 0 | 0 | 0 | 0 | 0 | 0 | 0 | 0 | 0 | 0 | 0 | 0 | 0 | 0 | 0 | 0 | 0 | 0 | 0 | 0 | 0 | 0 | 0
NEM | Hydrogen Turbine | 0 | 0 | 0 | 0 | 0 | 0 | 0 | 0 | 0 | 0 | 0 | 0 | 0 | 0 | 0 | 0 | 0 | 0 | 0 | 0 | 0 | 0 | 0 | 0 | 0
NEM | Wind | 149731.3526 | 330411.6322 | 1033038.7971 | 3820874.8137 | 3595431.9494 | 3391297.4129 | 3180503.6272 | 2990549.222 | 3427820.6869 | 3226778.5795 | 3041301.2757 | 3049030.0546 | 3042113.66 | 3030504.5618 | 2824247.1016 | 2645654.5938 | 2489310.2702 | 2349321.8769 | 2306632.4517 | 2209722.3867 | 2228325.3697 | 2143387.7286 | 1997507.8266 | 1923709.14 | 1898551.7279
NEM | Solar PV | 260146.8489 | 399690.6792 | 372487.599 | 701021.1842 | 655159.9851 | 613919.6811 | 572136.0404 | 595107.2835 | 994587.1223 | 931980.9239 | 868549.8962 | 811728.8748 | 758625.1164 | 710872.001 | 662489.7429 | 619149.2926 | 578644.2019 | 588829.5284 | 564018.0831 | 527119.7046 | 496501.6561 | 496130.6319 | 516064.4312 | 483142.4094 | 453491.722
NEM | Grid Battery | 27847.0982 | 199866.034 | 299371.2876 | 893609.7318 | 835149.2818 | 782579.2049 | 729316.5234 | 681604.2276 | 790477.7091 | 740719.5709 | 690305.875 | 645145.6783 | 602939.8869 | 564986.6787 | 526533.4399 | 576422.9997 | 538713.0851 | 507863.1822 | 473297.7941 | 442334.3881 | 426467.0275 | 354757.9099 | 333550.6455 | 153252.8928 | 207841.8285
NEM | PHES | 0 | 0 | 0.066229 | 0.16822 | 0.15883 | 0.14944 | 0.14018 | 0.13164 | 0.12371 | 0.11662 | 0.10938 | 0.1033 | 0.097394 | 0.093916 | 0.088766 | 0.097669 | 0.092064 | 0.095025 | 0.096438 | 0.091485 | 0.096546 | 0.091918 | 0.10316 | 0.097208 | 0.10443
NEM | VPP | 0 | 0 | 0 | 0 | 0 | 0 | 0 | 0 | 0 | 0 | 0 | 0 | 0 | 0 | 0 | 0 | 0 | 0 | 0 | 0 | 0 | 0 | 0 | 0 | 0
Total |  | 437725.307 | 929968.3528 | 1704897.7572 | 5415505.9058 | 5085741.3847 | 4787796.4576 | 4481956.343 | 4267260.8759 | 5212885.6526 | 4899479.2011 | 4600157.166 | 4505904.7213 | 4403678.7707 | 4306363.3458 | 4013270.3831 | 3841227.0299 | 3606667.6925 | 3511156.2746 | 3450440.4442 | 3278701.8221 | 3297112.6069 | 3130915.9964 | 3054779.6809 | 2754176.1979 | 2777058.1228
Region | Technology | 2026-27 | 2027-28 | 2028-29 | 2029-30 | 2030-31 | 2031-32 | 2032-33 | 2033-34 | 2034-35 | 2035-36 | 2036-37 | 2037-38 | 2038-39 | 2039-40 | 2040-41 | 2041-42 | 2042-43 | 2043-44 | 2044-45 | 2045-46 | 2046-47 | 2047-48 | 2048-49 | 2049-50 | 2050-51
NSW1 | Black Coal | 0 | 0 | 0 | 0 | 0 | 0 | 0 | 0 | 0 | 0 | 0 | 0 | 0 | 0 | 0 | 0 | 0 | 0 | 0 | 0 | 0 | 0 | 0 | 0 | 0
NSW1 | Brown Coal | 0 | 0 | 0 | 0 | 0 | 0 | 0 | 0 | 0 | 0 | 0 | 0 | 0 | 0 | 0 | 0 | 0 | 0 | 0 | 0 | 0 | 0 | 0 | 0 | 0
NSW1 | CCGT | 0.00054872 | 0.00051418 | 0.00047918 | 0.00044783 | 0.00088621 | 0.00087992 | 0.0009219 | 0.00086159 | 0.00080522 | 0.00075453 | 0.00070318 | 0.00078762 | 0.00087798 | 0.00095599 | 0.00095878 | 0.0024619 | 0.0023009 | 0.0034691 | 0.003233 | 0.0030215 | 0.0033332 | 0.0031233 | 0.0029108 | 0.0027203 | 0.0026245
NSW1 | Gas - Steam | 0 | 0 | 0 | 0 | 0 | 0 | 0 | 0 | 0 | 0 | 0 | 0 | 0 | 0 | 0 | 0 | 0 | 0 | 0 | 0 | 0 | 0 | 0 | 0 | 0
NSW1 | OCGT / Diesel | 0.0011148 | 0.0012456 | 0.0011608 | 0.0016349 | 0.001528 | 0.0014318 | 0.0014175 | 0.0013248 | 0.0012381 | 0.0011602 | 0.0011389 | 0.0012016 | 0.0012483 | 0.0014634 | 0.0013638 | 0.0077037 | 0.0071997 | 41189.5758 | 58521.6537 | 54693.1343 | 51115.0789 | 47897.542 | 80537.1588 | 75268.3727 | 70515.4372
NSW1 | Hydro | 0 | 0 | 0 | 0 | 0 | 0 | 0 | 0 | 0 | 0 | 0 | 0 | 0 | 0 | 0 | 0 | 0 | 0 | 0 | 0 | 0 | 0 | 0 | 0 | 0
NSW1 | Hydrogen Turbine | 0 | 0 | 0 | 0 | 0 | 0 | 0 | 0 | 0 | 0 | 0 | 0 | 0 | 0 | 0 | 0 | 0 | 0 | 0 | 0 | 0 | 0 | 0 | 0 | 0
NSW1 | Wind | 62324.5372 | 169346.0191 | 550625.0276 | 859425.5822 | 803201.4785 | 752642.4174 | 701417.2465 | 655530.1367 | 612644.9874 | 574080.8709 | 535008.6767 | 500008.109 | 467297.298 | 437882.3713 | 408079.9064 | 381383.0904 | 356492.218 | 350758.1006 | 436550.6496 | 454090.0278 | 514226.0161 | 485622.343 | 452570.6754 | 422963.2614 | 443411.4815
NSW1 | Solar PV | 254560.7985 | 394456.2519 | 367609.3876 | 343560.1753 | 321084.2758 | 300873.0089 | 280395.4608 | 262051.8324 | 244908.2545 | 229492.0336 | 213872.7058 | 199881.0334 | 186804.7041 | 175045.9229 | 163132.2211 | 152460.0197 | 142485.9997 | 133516.9454 | 124429.724 | 116289.4624 | 112548.1577 | 122593.9879 | 114250.1879 | 106775.8768 | 99790.5391
NSW1 | Grid Battery | 0.01256 | 76946.0168 | 115936.2391 | 402483.4408 | 376152.7483 | 352475.0905 | 328485.4822 | 306995.7777 | 286911.9417 | 268851.718 | 250553.5529 | 234162.1989 | 218843.1765 | 205067.6721 | 191110.677 | 178608.1117 | 166923.469 | 156416.1504 | 145770.3992 | 136234.0181 | 127321.5101 | 99441.1322 | 81254.5698 | 0.025495 | 2980.7844
NSW1 | PHES | 0 | 0 | 0.018586 | 0.057179 | 0.053439 | 0.050075 | 0.046667 | 0.043614 | 0.040761 | 0.038195 | 0.035595 | 0.033267 | 0.03109 | 0.029315 | 0.027464 | 0.030304 | 0.028341 | 0.027824 | 0.028575 | 0.026903 | 0.026419 | 0.024899 | 0.026957 | 0.025258 | 0.030961
NSW1 | VPP | 0 | 0 | 0 | 0 | 0 | 0 | 0 | 0 | 0 | 0 | 0 | 0 | 0 | 0 | 0 | 0 | 0 | 0 | 0 | 0 | 0 | 0 | 0 | 0 | 0
Total |  | 316885.3499 | 640748.2896 | 1034170.6745 | 1605469.2576 | 1500438.5585 | 1405990.5691 | 1310298.2385 | 1224577.7926 | 1144465.2264 | 1072424.6627 | 999434.9728 | 934051.3766 | 872945.2118 | 817995.998 | 762322.8343 | 712451.2623 | 665901.7245 | 681880.8035 | 765272.4583 | 761306.6725 | 805210.7925 | 755555.0331 | 728612.6217 | 605007.5643 | 616698.2757
Region | Technology | 2026-27 | 2027-28 | 2028-29 | 2029-30 | 2030-31 | 2031-32 | 2032-33 | 2033-34 | 2034-35 | 2035-36 | 2036-37 | 2037-38 | 2038-39 | 2039-40 | 2040-41 | 2041-42 | 2042-43 | 2043-44 | 2044-45 | 2045-46 | 2046-47 | 2047-48 | 2048-49 | 2049-50 | 2050-51
QLD1 | Black Coal | 0 | 0 | 0 | 0 | 0 | 0 | 0 | 0 | 0 | 0 | 0 | 0 | 0 | 0 | 0 | 0 | 0 | 0 | 0 | 0 | 0 | 0 | 0 | 0 | 0
QLD1 | Brown Coal | 0 | 0 | 0 | 0 | 0 | 0 | 0 | 0 | 0 | 0 | 0 | 0 | 0 | 0 | 0 | 0 | 0 | 0 | 0 | 0 | 0 | 0 | 0 | 0 | 0
QLD1 | CCGT | 0.00053785 | 0.00050399 | 0.00046969 | 0.00043896 | 0.00078707 | 0.00083958 | 0.00090029 | 0.00084139 | 0.00078635 | 0.00073685 | 0.0007492 | 0.00098152 | 0.00091731 | 0.00096589 | 0.0009662 | 0.0020117 | 0.0018901 | 0.0048326 | 0.0045037 | 0.0042091 | 52804.2026 | 49480.3406 | 46112.6871 | 43095.9692 | 40276.6067
QLD1 | Gas - Steam | 0 | 0 | 0 | 0 | 0 | 0 | 0 | 0 | 0 | 0 | 0 | 0 | 0 | 0 | 0 | 0 | 0 | 0 | 0 | 0 | 0 | 0 | 0 | 0 | 0
QLD1 | OCGT / Diesel | 0.0011309 | 0.0011368 | 0.0012394 | 0.0013286 | 0.0012417 | 0.0011635 | 0.0011742 | 0.0010974 | 0.0010613 | 0.0010527 | 0.0010633 | 0.0012653 | 0.0011826 | 0.001187 | 0.0011062 | 0.0020232 | 0.0018909 | 0.0021621 | 0.002807 | 0.0026234 | 0.006538 | 0.0061265 | 21372.0019 | 19973.8336 | 18667.1342
QLD1 | Hydro | 0 | 0 | 0 | 0 | 0 | 0 | 0 | 0 | 0 | 0 | 0 | 0 | 0 | 0 | 0 | 0 | 0 | 0 | 0 | 0 | 0 | 0 | 0 | 0 | 0
QLD1 | Hydrogen Turbine | 0 | 0 | 0 | 0 | 0 | 0 | 0 | 0 | 0 | 0 | 0 | 0 | 0 | 0 | 0 | 0 | 0 | 0 | 0 | 0 | 0 | 0 | 0 | 0 | 0
QLD1 | Wind | 0.010519 | 0.010709 | 77400.2819 | 1224042.2146 | 1143964.6863 | 1071955.6299 | 998997.8626 | 933642.862 | 872563.4224 | 817638.2404 | 761989.4255 | 712139.6498 | 665551.0744 | 623656.6825 | 581210.337 | 543187.2307 | 507651.618 | 475696.5673 | 443320.4572 | 414318.1844 | 414710.3953 | 388605.6525 | 362156.9824 | 393453.2021 | 420268.1168
QLD1 | Solar PV | 0.0037602 | 0.0040369 | 0.043407 | 193248.1866 | 180605.7818 | 169237.2037 | 157718.8458 | 207801.4941 | 528630.9417 | 495355.2509 | 461641.1566 | 431440.3332 | 403215.2645 | 377834.1046 | 352118.5508 | 329082.7576 | 307553.979 | 288194.4026 | 268579.766 | 251009.1271 | 234587.9697 | 233573.2124 | 271376.7825 | 254462.3634 | 237815.2928
QLD1 | Grid Battery | 0.011115 | 0.36943 | 0.79935 | 124765.9502 | 116603.6918 | 109263.8482 | 101827.3031 | 95165.7038 | 88939.9101 | 83341.4165 | 77669.1634 | 72588.0031 | 67839.2553 | 63568.983 | 59242.4503 | 103161.4584 | 96412.5784 | 93404.1288 | 87047.0032 | 81352.3394 | 96290.156 | 90228.8944 | 116227.6908 | 76412.1797 | 104128.2552
QLD1 | PHES | 0 | 0 | 0.02422 | 0.059098 | 0.055232 | 0.051755 | 0.048232 | 0.045077 | 0.042128 | 0.039476 | 0.03679 | 0.034423 | 0.032247 | 0.031023 | 0.02916 | 0.034116 | 0.032001 | 0.035014 | 0.035856 | 0.033833 | 0.039365 | 0.036941 | 0.044952 | 0.042025 | 0.04042
QLD1 | VPP | 0 | 0 | 0 | 0 | 0 | 0 | 0 | 0 | 0 | 0 | 0 | 0 | 0 | 0 | 0 | 0 | 0 | 0 | 0 | 0 | 0 | 0 | 0 | 0 | 0
Total |  | 0.027063 | 0.38582 | 77401.1505 | 1542056.4123 | 1441174.2171 | 1350456.7356 | 1258544.0619 | 1236610.107 | 1490134.3182 | 1396334.949 | 1301299.7841 | 1216168.0228 | 1136605.6285 | 1065059.8033 | 992571.3693 | 975431.4849 | 911618.2112 | 857295.1407 | 798947.2695 | 746679.6916 | 798392.7695 | 761888.1429 | 817246.1897 | 787397.59 | 821155.4462
Region | Technology | 2026-27 | 2027-28 | 2028-29 | 2029-30 | 2030-31 | 2031-32 | 2032-33 | 2033-34 | 2034-35 | 2035-36 | 2036-37 | 2037-38 | 2038-39 | 2039-40 | 2040-41 | 2041-42 | 2042-43 | 2043-44 | 2044-45 | 2045-46 | 2046-47 | 2047-48 | 2048-49 | 2049-50 | 2050-51
VIC1 | Black Coal | 0 | 0 | 0 | 0 | 0 | 0 | 0 | 0 | 0 | 0 | 0 | 0 | 0 | 0 | 0 | 0 | 0 | 0 | 0 | 0 | 0 | 0 | 0 | 0 | 0
VIC1 | Brown Coal | 0 | 0 | 0 | 0 | 0 | 0 | 0 | 0 | 0 | 0 | 0 | 0 | 0 | 0 | 0 | 0 | 0 | 0 | 0 | 0 | 0 | 0 | 0 | 0 | 0
VIC1 | CCGT | 0 | 0 | 0 | 0 | 0 | 0 | 0 | 0 | 0 | 0 | 0 | 0 | 0 | 0 | 0 | 0 | 0 | 0 | 0 | 0 | 0 | 0 | 0 | 0 | 0
VIC1 | Gas - Steam | 0 | 0 | 0 | 0 | 0 | 0 | 0 | 0 | 0 | 0 | 0 | 0 | 0 | 0 | 0 | 0 | 0 | 0 | 0 | 0 | 0 | 0 | 0 | 0 | 0
VIC1 | OCGT / Diesel | 0.0011164 | 0.0011066 | 0.0011866 | 0.0013908 | 0.0013623 | 0.0013142 | 0.0027127 | 0.0025352 | 0.0023694 | 0.0022202 | 0.0020691 | 0.0019338 | 0.0018073 | 0.0017135 | 0.0015968 | 0.014184 | 0.013256 | 23951.9896 | 47970.3392 | 44832.0927 | 41899.152 | 39261.7295 | 59634.8117 | 55733.4689 | 87713.5467
VIC1 | Hydro | 0 | 0 | 0 | 0 | 0 | 0 | 0 | 0 | 0 | 0 | 0 | 0 | 0 | 0 | 0 | 0 | 0 | 0 | 0 | 0 | 0 | 0 | 0 | 0 | 0
VIC1 | Hydrogen Turbine | 0 | 0 | 0 | 0 | 0 | 0 | 0 | 0 | 0 | 0 | 0 | 0 | 0 | 0 | 0 | 0 | 0 | 0 | 0 | 0 | 0 | 0 | 0 | 0 | 0
VIC1 | Wind | 0.0086539 | 0.0090535 | 183653.2133 | 1293000.7653 | 1208411.9298 | 1132346.1179 | 1055278.1479 | 986241.2633 | 1538401.4194 | 1441563.7847 | 1364195.4905 | 1469177.2242 | 1554023.487 | 1625284.1099 | 1514666.5651 | 1415576.2287 | 1322968.4376 | 1239691.6461 | 1155317.6924 | 1079736.1615 | 1009099.2166 | 967701.7587 | 901839.5553 | 844603.655 | 789349.2559
VIC1 | Solar PV | 0.0012465 | 0.0013382 | 0.0015967 | 142452.2899 | 133132.9812 | 124752.6698 | 116261.9487 | 108656.0268 | 205535.8417 | 192597.9931 | 179489.6897 | 167747.3735 | 156773.2463 | 146904.8529 | 136906.4446 | 127949.9482 | 119579.3908 | 112052.2362 | 104425.9121 | 97594.3104 | 91209.6359 | 85468.2702 | 79651.2628 | 74440.4325 | 71527.256
VIC1 | Grid Battery | 27846.7958 | 122919.3841 | 163416.6058 | 313239.3056 | 292747.0145 | 274319.4909 | 255649.1868 | 238924.4736 | 376758.3123 | 353042.5361 | 329014.3072 | 307490.0067 | 287373.8379 | 269284.5393 | 250956.9162 | 234539.1739 | 219195.4896 | 205397.8081 | 191418.3438 | 178895.6484 | 160002.7201 | 124932.683 | 103814.2437 | 55581.3534 | 51945.2753
VIC1 | PHES | 0 | 0 | 0.0086701 | 0.032186 | 0.03008 | 0.028187 | 0.026268 | 0.02455 | 0.022944 | 0.021499 | 0.020036 | 0.018725 | 0.017565 | 0.016812 | 0.015718 | 0.015532 | 0.014516 | 0.01448 | 0.014324 | 0.013462 | 0.013393 | 0.012901 | 0.013639 | 0.012777 | 0.015329
VIC1 | VPP | 0 | 0 | 0 | 0 | 0 | 0 | 0 | 0 | 0 | 0 | 0 | 0 | 0 | 0 | 0 | 0 | 0 | 0 | 0 | 0 | 0 | 0 | 0 | 0 | 0
Total |  | 27846.8068 | 122919.3956 | 347069.8305 | 1748692.3944 | 1634291.957 | 1531418.3081 | 1427189.3124 | 1333821.7908 | 2120695.5988 | 1987204.3376 | 1872699.5096 | 1944414.6251 | 1998170.5905 | 2041473.5205 | 1902529.9432 | 1778065.3805 | 1661743.3458 | 1581093.6945 | 1499132.3019 | 1401058.2264 | 1302210.738 | 1217364.4544 | 1144939.8872 | 1030358.9226 | 1000535.3492
Region | Technology | 2026-27 | 2027-28 | 2028-29 | 2029-30 | 2030-31 | 2031-32 | 2032-33 | 2033-34 | 2034-35 | 2035-36 | 2036-37 | 2037-38 | 2038-39 | 2039-40 | 2040-41 | 2041-42 | 2042-43 | 2043-44 | 2044-45 | 2045-46 | 2046-47 | 2047-48 | 2048-49 | 2049-50 | 2050-51
SA1 | Black Coal | 0 | 0 | 0 | 0 | 0 | 0 | 0 | 0 | 0 | 0 | 0 | 0 | 0 | 0 | 0 | 0 | 0 | 0 | 0 | 0 | 0 | 0 | 0 | 0 | 0
SA1 | Brown Coal | 0 | 0 | 0 | 0 | 0 | 0 | 0 | 0 | 0 | 0 | 0 | 0 | 0 | 0 | 0 | 0 | 0 | 0 | 0 | 0 | 0 | 0 | 0 | 0 | 0
SA1 | CCGT | 0.0005386 | 0.00050469 | 0.00047034 | 0.00043957 | 0.0011261 | 0.0010552 | 0.0013409 | 0.0012532 | 0.0011712 | 0.0010975 | 0.0010228 | 0.001205 | 0.0011261 | 0.0013393 | 0.0012481 | 0.01154 | 0.010785 | 0.010394 | 0.0096862 | 0.0090525 | 0.0084603 | 0.0079277 | 0.0073882 | 0.0069048 | 0.0064634
SA1 | Gas - Steam | 0 | 0 | 0 | 0 | 0 | 0 | 0 | 0 | 0 | 0 | 0 | 0 | 0 | 0 | 0 | 0 | 0 | 0 | 0 | 0 | 0 | 0 | 0 | 0 | 0
SA1 | OCGT / Diesel | 0.0010824 | 0.0010287 | 0.0010224 | 0.0010157 | 0.0010177 | 0.0010185 | 0.0018573 | 0.0017358 | 0.0016222 | 0.0015201 | 0.0014167 | 0.0013709 | 0.0012812 | 0.0012392 | 0.0011549 | 0.0047004 | 0.0043929 | 0.0041805 | 0.0041331 | 0.0038627 | 0.00361 | 0.0033827 | 0.0031715 | 0.002964 | 0.0043902
SA1 | Hydro | 0 | 0 | 0 | 0 | 0 | 0 | 0 | 0 | 0 | 0 | 0 | 0 | 0 | 0 | 0 | 0 | 0 | 0 | 0 | 0 | 0 | 0 | 0 | 0 | 0
SA1 | Hydrogen Turbine | 0 | 0 | 0 | 0 | 0 | 0 | 0 | 0 | 0 | 0 | 0 | 0 | 0 | 0 | 0 | 0 | 0 | 0 | 0 | 0 | 0 | 0 | 0 | 0 | 0
SA1 | Wind | 0.011193 | 0.011699 | 0.013625 | 170247.5196 | 159109.8314 | 149094.3571 | 138946.9302 | 129856.9441 | 121361.63 | 113722.2889 | 105982.3003 | 99048.8788 | 92569.0457 | 86742.1096 | 80838.4046 | 81721.2323 | 93051.4438 | 87194.1419 | 88800.8124 | 90883.7699 | 130762.4118 | 151972.3989 | 141629.0913 | 132491.3373 | 123842.7949
SA1 | Solar PV | 5586.0432 | 5234.4193 | 4878.1634 | 21760.5284 | 20336.9425 | 19056.7945 | 17759.7808 | 16597.926 | 15512.0803 | 14535.6426 | 13546.3404 | 12660.1313 | 11831.8984 | 11087.1168 | 10332.5228 | 9656.5635 | 9024.8289 | 55065.9409 | 66582.6778 | 62226.8016 | 58155.8899 | 54495.1585 | 50786.1953 | 47463.734 | 44358.6315
SA1 | Grid Battery | 0.26234 | 0.24776 | 20017.6286 | 53121.0213 | 49645.8143 | 46520.7631 | 43354.5397 | 40518.2614 | 37867.534 | 35483.8893 | 33068.8403 | 30905.4582 | 28883.6059 | 27065.4721 | 25223.3843 | 60114.2435 | 56181.5361 | 52645.0828 | 49062.0359 | 45852.3702 | 42852.6306 | 40155.1895 | 32254.1303 | 21259.3235 | 48787.5028
SA1 | PHES | 0 | 0 | 0.0052027 | 0.010833 | 0.010124 | 0.0094866 | 0.0088409 | 0.0082625 | 0.007722 | 0.0072359 | 0.0067969 | 0.0067746 | 0.006379 | 0.0066131 | 0.0063255 | 0.0076443 | 0.0071442 | 0.0076286 | 0.0076262 | 0.007253 | 0.007363 | 0.0071322 | 0.0075822 | 0.0071219 | 0.0076797
SA1 | VPP | 0 | 0 | 0 | 0 | 0 | 0 | 0 | 0 | 0 | 0 | 0 | 0 | 0 | 0 | 0 | 0 | 0 | 0 | 0 | 0 | 0 | 0 | 0 | 0 | 0
Total |  | 5586.3184 | 5234.6803 | 24895.8123 | 245129.0816 | 229092.6004 | 214671.9263 | 200061.2627 | 186973.1427 | 174741.2548 | 163741.8306 | 152597.4903 | 142614.4776 | 133284.5587 | 124894.7076 | 116394.3204 | 151492.0632 | 158257.831 | 194905.1878 | 204445.5476 | 198962.9619 | 231770.9517 | 246622.7653 | 224669.435 | 201214.4117 | 216988.9478
Region | Technology | 2026-27 | 2027-28 | 2028-29 | 2029-30 | 2030-31 | 2031-32 | 2032-33 | 2033-34 | 2034-35 | 2035-36 | 2036-37 | 2037-38 | 2038-39 | 2039-40 | 2040-41 | 2041-42 | 2042-43 | 2043-44 | 2044-45 | 2045-46 | 2046-47 | 2047-48 | 2048-49 | 2049-50 | 2050-51
TAS1 | Black Coal | 0 | 0 | 0 | 0 | 0 | 0 | 0 | 0 | 0 | 0 | 0 | 0 | 0 | 0 | 0 | 0 | 0 | 0 | 0 | 0 | 0 | 0 | 0 | 0 | 0
TAS1 | Brown Coal | 0 | 0 | 0 | 0 | 0 | 0 | 0 | 0 | 0 | 0 | 0 | 0 | 0 | 0 | 0 | 0 | 0 | 0 | 0 | 0 | 0 | 0 | 0 | 0 | 0
TAS1 | CCGT | 0.00026541 | 0.00024871 | 0.00023178 | 0.00021662 | 0.00051228 | 0.00048004 | 0.0004922 | 0.00048236 | 0.0004882 | 0.00048136 | 0.0004721 | 0.00047912 | 0.00048428 | 0.00048061 | 0.00046985 | 0.00047757 | 0.00046471 | 0.00045904 | 0.00045483 | 0.00045576 | 0.00045359 | 0.00045289 | 0.00044525 | 0.00044198 | 0.00044446
TAS1 | Gas - Steam | 0 | 0 | 0 | 0 | 0 | 0 | 0 | 0 | 0 | 0 | 0 | 0 | 0 | 0 | 0 | 0 | 0 | 0 | 0 | 0 | 0 | 0 | 0 | 0 | 0
TAS1 | OCGT / Diesel | 0.0010762 | 0.0010721 | 0.0010593 | 0.00099001 | 0.0010839 | 0.0010805 | 0.0010863 | 0.0010832 | 0.0010878 | 0.0010874 | 0.0010854 | 0.001089 | 0.0010919 | 0.0010957 | 0.0010839 | 0.0010876 | 0.0010885 | 0.0010888 | 0.0010885 | 0.0010924 | 0.001094 | 0.0010992 | 0.0010968 | 0.0010992 | 0.0011035
TAS1 | Hydro | 0 | 0 | 0 | 0 | 0 | 0 | 0 | 0 | 0 | 0 | 0 | 0 | 0 | 0 | 0 | 0 | 0 | 0 | 0 | 0 | 0 | 0 | 0 | 0 | 0
TAS1 | Hydrogen Turbine | 0 | 0 | 0 | 0 | 0 | 0 | 0 | 0 | 0 | 0 | 0 | 0 | 0 | 0 | 0 | 0 | 0 | 0 | 0 | 0 | 0 | 0 | 0 | 0 | 0
TAS1 | Wind | 87406.785 | 161065.5816 | 221360.2607 | 274158.732 | 280744.0234 | 285258.8905 | 285863.44 | 285278.0159 | 282849.2276 | 279773.3945 | 274125.3828 | 268656.1929 | 262672.755 | 256939.2885 | 239451.8886 | 223786.8117 | 209146.5529 | 195981.4211 | 182642.8402 | 170694.2431 | 159527.33 | 149485.5755 | 139311.5221 | 130197.6843 | 121680.0788
TAS1 | Solar PV | 0.0022179 | 0.0026058 | 0.0030137 | 0.0039679 | 0.0037572 | 0.0042464 | 0.0042694 | 0.0041769 | 0.0039261 | 0.0037402 | 0.0035414 | 0.0034074 | 0.003203 | 0.0038936 | 0.0036829 | 0.0035776 | 0.0034985 | 0.003329 | 0.0031882 | 0.0030633 | 0.0029911 | 0.0029044 | 0.0027958 | 0.0026841 | 0.0025933
TAS1 | Grid Battery | 0.016327 | 0.015924 | 0.01484 | 0.013869 | 0.012962 | 0.012233 | 0.011557 | 0.0111 | 0.011016 | 0.011138 | 0.011153 | 0.011276 | 0.011301 | 0.012182 | 0.012053 | 0.012138 | 0.012022 | 0.012056 | 0.01199 | 0.011934 | 0.010705 | 0.010745 | 0.010791 | 0.010806 | 0.010824
TAS1 | PHES | 0 | 0 | 0.0095507 | 0.0089258 | 0.0099559 | 0.0099359 | 0.010167 | 0.010138 | 0.010159 | 0.010217 | 0.010158 | 0.010109 | 0.010113 | 0.010153 | 0.010098 | 0.010073 | 0.010062 | 0.01008 | 0.010057 | 0.010035 | 0.010007 | 0.010045 | 0.010029 | 0.010026 | 0.010038
TAS1 | VPP | 0 | 0 | 0 | 0 | 0 | 0 | 0 | 0 | 0 | 0 | 0 | 0 | 0 | 0 | 0 | 0 | 0 | 0 | 0 | 0 | 0 | 0 | 0 | 0 | 0
Total |  | 87406.8049 | 161065.6014 | 221360.2894 | 274158.7599 | 280744.0517 | 285258.9185 | 285863.4676 | 285278.0429 | 282849.2543 | 279773.4212 | 274125.4092 | 268656.2193 | 262672.7812 | 256939.3163 | 239451.916 | 223786.839 | 209146.5801 | 195981.4481 | 182642.8669 | 170694.2697 | 159527.3552 | 149485.6007 | 139311.5473 | 130197.7093 | 121680.1038

## BaseCase_Rehab Cost
Rehabilition cost by technology ($000s) - BaseCase, Progressive Change Scenario
Rehab | Real June 2024 dollars discounted to 1 July 2025
Explicitly modelled generation
Region | Technology | 2026-27 | 2027-28 | 2028-29 | 2029-30 | 2030-31 | 2031-32 | 2032-33 | 2033-34 | 2034-35 | 2035-36 | 2036-37 | 2037-38 | 2038-39 | 2039-40 | 2040-41 | 2041-42 | 2042-43 | 2043-44 | 2044-45 | 2045-46 | 2046-47 | 2047-48 | 2048-49 | 2049-50 | 2050-51
NEM | Black Coal | 0 | 0 | 50336.1383 | 435111.9783 | 0 | 0 | 0 | 0 | 0 | 0 | 0 | 0 | 0 | 0 | 0 | 0 | 0 | 0 | 0 | 0 | 0 | 0 | 0 | 0 | 0
NEM | Brown Coal | 0 | 9.9759e-05 | 0.0023882 | 111012.8601 | 0 | 1.3844e-05 | 0 | 0 | 6.3685e-05 | 0 | 0 | 0 | 0 | 0 | 0 | 0 | 0 | 0 | 0 | 0 | 0 | 0 | 0 | 0 | 0
NEM | CCGT | 0 | 0 | 0 | 0 | 0 | 0 | 0 | 0 | 0 | 0 | 0 | 0 | 0 | 0 | 0 | 0 | 0 | 0 | 0 | 0 | 0 | 0 | 0 | 0 | 0
NEM | Gas - Steam | 0 | 0 | 0 | 0 | 0 | 0 | 0 | 0 | 0 | 0 | 0 | 0 | 0 | 0 | 0 | 0 | 0 | 0 | 0 | 0 | 0 | 0 | 0 | 0 | 0
NEM | OCGT / Diesel | 0 | 0 | 0 | 0 | 0 | 0 | 0 | 0 | 0 | 0 | 0 | 0 | 0 | 0 | 0 | 0 | 0 | 0 | 0 | 0 | 0 | 0 | 0 | 0 | 0
NEM | Hydro | 0 | 0 | 0 | 0 | 0 | 0 | 0 | 0 | 0 | 0 | 0 | 0 | 0 | 0 | 0 | 0 | 0 | 0 | 0 | 0 | 0 | 0 | 0 | 0 | 0
NEM | Hydrogen Turbine | 0 | 0 | 0 | 0 | 0 | 0 | 0 | 0 | 0 | 0 | 0 | 0 | 0 | 0 | 0 | 0 | 0 | 0 | 0 | 0 | 0 | 0 | 0 | 0 | 0
NEM | Wind | 0 | 0 | 0 | 0 | 0 | 0 | 0 | 0 | 0 | 0 | 0 | 0 | 0 | 0 | 0 | 0 | 0 | 0 | 0 | 0 | 0 | 0 | 0 | 0 | 0
NEM | Solar PV | 0 | 0 | 0 | 0 | 0 | 0 | 0 | 0 | 0 | 0 | 0 | 0 | 0 | 0 | 0 | 0 | 0 | 0 | 0 | 0 | 0 | 0 | 0 | 0 | 0
NEM | Grid Battery | 0 | 0 | 0 | 0 | 0 | 0 | 0 | 0 | 0 | 0 | 0 | 0 | 0 | 0 | 0 | 0 | 0 | 0 | 0 | 0 | 0 | 0 | 0 | 0 | 0
NEM | PHES | 0 | 0 | 0 | 0 | 0 | 0 | 0 | 0 | 0 | 0 | 0 | 0 | 0 | 0 | 0 | 0 | 0 | 0 | 0 | 0 | 0 | 0 | 0 | 0 | 0
NEM | VPP | 0 | 0 | 0 | 0 | 0 | 0 | 0 | 0 | 0 | 0 | 0 | 0 | 0 | 0 | 0 | 0 | 0 | 0 | 0 | 0 | 0 | 0 | 0 | 0 | 0
Total |  | 0 | 9.9759e-05 | 50336.1407 | 546124.8385 | 0 | 1.3844e-05 | 0 | 0 | 6.3685e-05 | 0 | 0 | 0 | 0 | 0 | 0 | 0 | 0 | 0 | 0 | 0 | 0 | 0 | 0 | 0 | 0
Region | Technology | 2026-27 | 2027-28 | 2028-29 | 2029-30 | 2030-31 | 2031-32 | 2032-33 | 2033-34 | 2034-35 | 2035-36 | 2036-37 | 2037-38 | 2038-39 | 2039-40 | 2040-41 | 2041-42 | 2042-43 | 2043-44 | 2044-45 | 2045-46 | 2046-47 | 2047-48 | 2048-49 | 2049-50 | 2050-51
NSW1 | Black Coal | 0 | 0 | 0.003167 | 143421.3018 | 0 | 0 | 0 | 0 | 0 | 0 | 0 | 0 | 0 | 0 | 0 | 0 | 0 | 0 | 0 | 0 | 0 | 0 | 0 | 0 | 0
NSW1 | Brown Coal | 0 | 0 | 0 | 0 | 0 | 0 | 0 | 0 | 0 | 0 | 0 | 0 | 0 | 0 | 0 | 0 | 0 | 0 | 0 | 0 | 0 | 0 | 0 | 0 | 0
NSW1 | CCGT | 0 | 0 | 0 | 0 | 0 | 0 | 0 | 0 | 0 | 0 | 0 | 0 | 0 | 0 | 0 | 0 | 0 | 0 | 0 | 0 | 0 | 0 | 0 | 0 | 0
NSW1 | Gas - Steam | 0 | 0 | 0 | 0 | 0 | 0 | 0 | 0 | 0 | 0 | 0 | 0 | 0 | 0 | 0 | 0 | 0 | 0 | 0 | 0 | 0 | 0 | 0 | 0 | 0
NSW1 | OCGT / Diesel | 0 | 0 | 0 | 0 | 0 | 0 | 0 | 0 | 0 | 0 | 0 | 0 | 0 | 0 | 0 | 0 | 0 | 0 | 0 | 0 | 0 | 0 | 0 | 0 | 0
NSW1 | Hydro | 0 | 0 | 0 | 0 | 0 | 0 | 0 | 0 | 0 | 0 | 0 | 0 | 0 | 0 | 0 | 0 | 0 | 0 | 0 | 0 | 0 | 0 | 0 | 0 | 0
NSW1 | Hydrogen Turbine | 0 | 0 | 0 | 0 | 0 | 0 | 0 | 0 | 0 | 0 | 0 | 0 | 0 | 0 | 0 | 0 | 0 | 0 | 0 | 0 | 0 | 0 | 0 | 0 | 0
NSW1 | Wind | 0 | 0 | 0 | 0 | 0 | 0 | 0 | 0 | 0 | 0 | 0 | 0 | 0 | 0 | 0 | 0 | 0 | 0 | 0 | 0 | 0 | 0 | 0 | 0 | 0
NSW1 | Solar PV | 0 | 0 | 0 | 0 | 0 | 0 | 0 | 0 | 0 | 0 | 0 | 0 | 0 | 0 | 0 | 0 | 0 | 0 | 0 | 0 | 0 | 0 | 0 | 0 | 0
NSW1 | Grid Battery | 0 | 0 | 0 | 0 | 0 | 0 | 0 | 0 | 0 | 0 | 0 | 0 | 0 | 0 | 0 | 0 | 0 | 0 | 0 | 0 | 0 | 0 | 0 | 0 | 0
NSW1 | PHES | 0 | 0 | 0 | 0 | 0 | 0 | 0 | 0 | 0 | 0 | 0 | 0 | 0 | 0 | 0 | 0 | 0 | 0 | 0 | 0 | 0 | 0 | 0 | 0 | 0
NSW1 | VPP | 0 | 0 | 0 | 0 | 0 | 0 | 0 | 0 | 0 | 0 | 0 | 0 | 0 | 0 | 0 | 0 | 0 | 0 | 0 | 0 | 0 | 0 | 0 | 0 | 0
Total |  | 0 | 0 | 0.003167 | 143421.3018 | 0 | 0 | 0 | 0 | 0 | 0 | 0 | 0 | 0 | 0 | 0 | 0 | 0 | 0 | 0 | 0 | 0 | 0 | 0 | 0 | 0
Region | Technology | 2026-27 | 2027-28 | 2028-29 | 2029-30 | 2030-31 | 2031-32 | 2032-33 | 2033-34 | 2034-35 | 2035-36 | 2036-37 | 2037-38 | 2038-39 | 2039-40 | 2040-41 | 2041-42 | 2042-43 | 2043-44 | 2044-45 | 2045-46 | 2046-47 | 2047-48 | 2048-49 | 2049-50 | 2050-51
QLD1 | Black Coal | 0 | 0 | 50336.1352 | 291690.6765 | 0 | 0 | 0 | 0 | 0 | 0 | 0 | 0 | 0 | 0 | 0 | 0 | 0 | 0 | 0 | 0 | 0 | 0 | 0 | 0 | 0
QLD1 | Brown Coal | 0 | 0 | 0 | 0 | 0 | 0 | 0 | 0 | 0 | 0 | 0 | 0 | 0 | 0 | 0 | 0 | 0 | 0 | 0 | 0 | 0 | 0 | 0 | 0 | 0
QLD1 | CCGT | 0 | 0 | 0 | 0 | 0 | 0 | 0 | 0 | 0 | 0 | 0 | 0 | 0 | 0 | 0 | 0 | 0 | 0 | 0 | 0 | 0 | 0 | 0 | 0 | 0
QLD1 | Gas - Steam | 0 | 0 | 0 | 0 | 0 | 0 | 0 | 0 | 0 | 0 | 0 | 0 | 0 | 0 | 0 | 0 | 0 | 0 | 0 | 0 | 0 | 0 | 0 | 0 | 0
QLD1 | OCGT / Diesel | 0 | 0 | 0 | 0 | 0 | 0 | 0 | 0 | 0 | 0 | 0 | 0 | 0 | 0 | 0 | 0 | 0 | 0 | 0 | 0 | 0 | 0 | 0 | 0 | 0
QLD1 | Hydro | 0 | 0 | 0 | 0 | 0 | 0 | 0 | 0 | 0 | 0 | 0 | 0 | 0 | 0 | 0 | 0 | 0 | 0 | 0 | 0 | 0 | 0 | 0 | 0 | 0
QLD1 | Hydrogen Turbine | 0 | 0 | 0 | 0 | 0 | 0 | 0 | 0 | 0 | 0 | 0 | 0 | 0 | 0 | 0 | 0 | 0 | 0 | 0 | 0 | 0 | 0 | 0 | 0 | 0
QLD1 | Wind | 0 | 0 | 0 | 0 | 0 | 0 | 0 | 0 | 0 | 0 | 0 | 0 | 0 | 0 | 0 | 0 | 0 | 0 | 0 | 0 | 0 | 0 | 0 | 0 | 0
QLD1 | Solar PV | 0 | 0 | 0 | 0 | 0 | 0 | 0 | 0 | 0 | 0 | 0 | 0 | 0 | 0 | 0 | 0 | 0 | 0 | 0 | 0 | 0 | 0 | 0 | 0 | 0
QLD1 | Grid Battery | 0 | 0 | 0 | 0 | 0 | 0 | 0 | 0 | 0 | 0 | 0 | 0 | 0 | 0 | 0 | 0 | 0 | 0 | 0 | 0 | 0 | 0 | 0 | 0 | 0
QLD1 | PHES | 0 | 0 | 0 | 0 | 0 | 0 | 0 | 0 | 0 | 0 | 0 | 0 | 0 | 0 | 0 | 0 | 0 | 0 | 0 | 0 | 0 | 0 | 0 | 0 | 0
QLD1 | VPP | 0 | 0 | 0 | 0 | 0 | 0 | 0 | 0 | 0 | 0 | 0 | 0 | 0 | 0 | 0 | 0 | 0 | 0 | 0 | 0 | 0 | 0 | 0 | 0 | 0
Total |  | 0 | 0 | 50336.1352 | 291690.6765 | 0 | 0 | 0 | 0 | 0 | 0 | 0 | 0 | 0 | 0 | 0 | 0 | 0 | 0 | 0 | 0 | 0 | 0 | 0 | 0 | 0
Region | Technology | 2026-27 | 2027-28 | 2028-29 | 2029-30 | 2030-31 | 2031-32 | 2032-33 | 2033-34 | 2034-35 | 2035-36 | 2036-37 | 2037-38 | 2038-39 | 2039-40 | 2040-41 | 2041-42 | 2042-43 | 2043-44 | 2044-45 | 2045-46 | 2046-47 | 2047-48 | 2048-49 | 2049-50 | 2050-51
VIC1 | Black Coal | 0 | 0 | 0 | 0 | 0 | 0 | 0 | 0 | 0 | 0 | 0 | 0 | 0 | 0 | 0 | 0 | 0 | 0 | 0 | 0 | 0 | 0 | 0 | 0 | 0
VIC1 | Brown Coal | 0 | 9.9759e-05 | 0.0023882 | 111012.8601 | 0 | 1.3844e-05 | 0 | 0 | 6.3685e-05 | 0 | 0 | 0 | 0 | 0 | 0 | 0 | 0 | 0 | 0 | 0 | 0 | 0 | 0 | 0 | 0
VIC1 | CCGT | 0 | 0 | 0 | 0 | 0 | 0 | 0 | 0 | 0 | 0 | 0 | 0 | 0 | 0 | 0 | 0 | 0 | 0 | 0 | 0 | 0 | 0 | 0 | 0 | 0
VIC1 | Gas - Steam | 0 | 0 | 0 | 0 | 0 | 0 | 0 | 0 | 0 | 0 | 0 | 0 | 0 | 0 | 0 | 0 | 0 | 0 | 0 | 0 | 0 | 0 | 0 | 0 | 0
VIC1 | OCGT / Diesel | 0 | 0 | 0 | 0 | 0 | 0 | 0 | 0 | 0 | 0 | 0 | 0 | 0 | 0 | 0 | 0 | 0 | 0 | 0 | 0 | 0 | 0 | 0 | 0 | 0
VIC1 | Hydro | 0 | 0 | 0 | 0 | 0 | 0 | 0 | 0 | 0 | 0 | 0 | 0 | 0 | 0 | 0 | 0 | 0 | 0 | 0 | 0 | 0 | 0 | 0 | 0 | 0
VIC1 | Hydrogen Turbine | 0 | 0 | 0 | 0 | 0 | 0 | 0 | 0 | 0 | 0 | 0 | 0 | 0 | 0 | 0 | 0 | 0 | 0 | 0 | 0 | 0 | 0 | 0 | 0 | 0
VIC1 | Wind | 0 | 0 | 0 | 0 | 0 | 0 | 0 | 0 | 0 | 0 | 0 | 0 | 0 | 0 | 0 | 0 | 0 | 0 | 0 | 0 | 0 | 0 | 0 | 0 | 0
VIC1 | Solar PV | 0 | 0 | 0 | 0 | 0 | 0 | 0 | 0 | 0 | 0 | 0 | 0 | 0 | 0 | 0 | 0 | 0 | 0 | 0 | 0 | 0 | 0 | 0 | 0 | 0
VIC1 | Grid Battery | 0 | 0 | 0 | 0 | 0 | 0 | 0 | 0 | 0 | 0 | 0 | 0 | 0 | 0 | 0 | 0 | 0 | 0 | 0 | 0 | 0 | 0 | 0 | 0 | 0
VIC1 | PHES | 0 | 0 | 0 | 0 | 0 | 0 | 0 | 0 | 0 | 0 | 0 | 0 | 0 | 0 | 0 | 0 | 0 | 0 | 0 | 0 | 0 | 0 | 0 | 0 | 0
VIC1 | VPP | 0 | 0 | 0 | 0 | 0 | 0 | 0 | 0 | 0 | 0 | 0 | 0 | 0 | 0 | 0 | 0 | 0 | 0 | 0 | 0 | 0 | 0 | 0 | 0 | 0
Total |  | 0 | 9.9759e-05 | 0.0023882 | 111012.8601 | 0 | 1.3844e-05 | 0 | 0 | 6.3685e-05 | 0 | 0 | 0 | 0 | 0 | 0 | 0 | 0 | 0 | 0 | 0 | 0 | 0 | 0 | 0 | 0
Region | Technology | 2026-27 | 2027-28 | 2028-29 | 2029-30 | 2030-31 | 2031-32 | 2032-33 | 2033-34 | 2034-35 | 2035-36 | 2036-37 | 2037-38 | 2038-39 | 2039-40 | 2040-41 | 2041-42 | 2042-43 | 2043-44 | 2044-45 | 2045-46 | 2046-47 | 2047-48 | 2048-49 | 2049-50 | 2050-51
SA1 | Black Coal | 0 | 0 | 0 | 0 | 0 | 0 | 0 | 0 | 0 | 0 | 0 | 0 | 0 | 0 | 0 | 0 | 0 | 0 | 0 | 0 | 0 | 0 | 0 | 0 | 0
SA1 | Brown Coal | 0 | 0 | 0 | 0 | 0 | 0 | 0 | 0 | 0 | 0 | 0 | 0 | 0 | 0 | 0 | 0 | 0 | 0 | 0 | 0 | 0 | 0 | 0 | 0 | 0
SA1 | CCGT | 0 | 0 | 0 | 0 | 0 | 0 | 0 | 0 | 0 | 0 | 0 | 0 | 0 | 0 | 0 | 0 | 0 | 0 | 0 | 0 | 0 | 0 | 0 | 0 | 0
SA1 | Gas - Steam | 0 | 0 | 0 | 0 | 0 | 0 | 0 | 0 | 0 | 0 | 0 | 0 | 0 | 0 | 0 | 0 | 0 | 0 | 0 | 0 | 0 | 0 | 0 | 0 | 0
SA1 | OCGT / Diesel | 0 | 0 | 0 | 0 | 0 | 0 | 0 | 0 | 0 | 0 | 0 | 0 | 0 | 0 | 0 | 0 | 0 | 0 | 0 | 0 | 0 | 0 | 0 | 0 | 0
SA1 | Hydro | 0 | 0 | 0 | 0 | 0 | 0 | 0 | 0 | 0 | 0 | 0 | 0 | 0 | 0 | 0 | 0 | 0 | 0 | 0 | 0 | 0 | 0 | 0 | 0 | 0
SA1 | Hydrogen Turbine | 0 | 0 | 0 | 0 | 0 | 0 | 0 | 0 | 0 | 0 | 0 | 0 | 0 | 0 | 0 | 0 | 0 | 0 | 0 | 0 | 0 | 0 | 0 | 0 | 0
SA1 | Wind | 0 | 0 | 0 | 0 | 0 | 0 | 0 | 0 | 0 | 0 | 0 | 0 | 0 | 0 | 0 | 0 | 0 | 0 | 0 | 0 | 0 | 0 | 0 | 0 | 0
SA1 | Solar PV | 0 | 0 | 0 | 0 | 0 | 0 | 0 | 0 | 0 | 0 | 0 | 0 | 0 | 0 | 0 | 0 | 0 | 0 | 0 | 0 | 0 | 0 | 0 | 0 | 0
SA1 | Grid Battery | 0 | 0 | 0 | 0 | 0 | 0 | 0 | 0 | 0 | 0 | 0 | 0 | 0 | 0 | 0 | 0 | 0 | 0 | 0 | 0 | 0 | 0 | 0 | 0 | 0
SA1 | PHES | 0 | 0 | 0 | 0 | 0 | 0 | 0 | 0 | 0 | 0 | 0 | 0 | 0 | 0 | 0 | 0 | 0 | 0 | 0 | 0 | 0 | 0 | 0 | 0 | 0
SA1 | VPP | 0 | 0 | 0 | 0 | 0 | 0 | 0 | 0 | 0 | 0 | 0 | 0 | 0 | 0 | 0 | 0 | 0 | 0 | 0 | 0 | 0 | 0 | 0 | 0 | 0
Total |  | 0 | 0 | 0 | 0 | 0 | 0 | 0 | 0 | 0 | 0 | 0 | 0 | 0 | 0 | 0 | 0 | 0 | 0 | 0 | 0 | 0 | 0 | 0 | 0 | 0
Region | Technology | 2026-27 | 2027-28 | 2028-29 | 2029-30 | 2030-31 | 2031-32 | 2032-33 | 2033-34 | 2034-35 | 2035-36 | 2036-37 | 2037-38 | 2038-39 | 2039-40 | 2040-41 | 2041-42 | 2042-43 | 2043-44 | 2044-45 | 2045-46 | 2046-47 | 2047-48 | 2048-49 | 2049-50 | 2050-51
TAS1 | Black Coal | 0 | 0 | 0 | 0 | 0 | 0 | 0 | 0 | 0 | 0 | 0 | 0 | 0 | 0 | 0 | 0 | 0 | 0 | 0 | 0 | 0 | 0 | 0 | 0 | 0
TAS1 | Brown Coal | 0 | 0 | 0 | 0 | 0 | 0 | 0 | 0 | 0 | 0 | 0 | 0 | 0 | 0 | 0 | 0 | 0 | 0 | 0 | 0 | 0 | 0 | 0 | 0 | 0
TAS1 | CCGT | 0 | 0 | 0 | 0 | 0 | 0 | 0 | 0 | 0 | 0 | 0 | 0 | 0 | 0 | 0 | 0 | 0 | 0 | 0 | 0 | 0 | 0 | 0 | 0 | 0
TAS1 | Gas - Steam | 0 | 0 | 0 | 0 | 0 | 0 | 0 | 0 | 0 | 0 | 0 | 0 | 0 | 0 | 0 | 0 | 0 | 0 | 0 | 0 | 0 | 0 | 0 | 0 | 0
TAS1 | OCGT / Diesel | 0 | 0 | 0 | 0 | 0 | 0 | 0 | 0 | 0 | 0 | 0 | 0 | 0 | 0 | 0 | 0 | 0 | 0 | 0 | 0 | 0 | 0 | 0 | 0 | 0
TAS1 | Hydro | 0 | 0 | 0 | 0 | 0 | 0 | 0 | 0 | 0 | 0 | 0 | 0 | 0 | 0 | 0 | 0 | 0 | 0 | 0 | 0 | 0 | 0 | 0 | 0 | 0
TAS1 | Hydrogen Turbine | 0 | 0 | 0 | 0 | 0 | 0 | 0 | 0 | 0 | 0 | 0 | 0 | 0 | 0 | 0 | 0 | 0 | 0 | 0 | 0 | 0 | 0 | 0 | 0 | 0
TAS1 | Wind | 0 | 0 | 0 | 0 | 0 | 0 | 0 | 0 | 0 | 0 | 0 | 0 | 0 | 0 | 0 | 0 | 0 | 0 | 0 | 0 | 0 | 0 | 0 | 0 | 0
TAS1 | Solar PV | 0 | 0 | 0 | 0 | 0 | 0 | 0 | 0 | 0 | 0 | 0 | 0 | 0 | 0 | 0 | 0 | 0 | 0 | 0 | 0 | 0 | 0 | 0 | 0 | 0
TAS1 | Grid Battery | 0 | 0 | 0 | 0 | 0 | 0 | 0 | 0 | 0 | 0 | 0 | 0 | 0 | 0 | 0 | 0 | 0 | 0 | 0 | 0 | 0 | 0 | 0 | 0 | 0
TAS1 | PHES | 0 | 0 | 0 | 0 | 0 | 0 | 0 | 0 | 0 | 0 | 0 | 0 | 0 | 0 | 0 | 0 | 0 | 0 | 0 | 0 | 0 | 0 | 0 | 0 | 0
TAS1 | VPP | 0 | 0 | 0 | 0 | 0 | 0 | 0 | 0 | 0 | 0 | 0 | 0 | 0 | 0 | 0 | 0 | 0 | 0 | 0 | 0 | 0 | 0 | 0 | 0 | 0
Total |  | 0 | 0 | 0 | 0 | 0 | 0 | 0 | 0 | 0 | 0 | 0 | 0 | 0 | 0 | 0 | 0 | 0 | 0 | 0 | 0 | 0 | 0 | 0 | 0 | 0

## BaseCase_REZ Tx Cost
REZ transmission expansion cost by region ($000s) - BaseCase, Progressive Change Scenario
REZ Expansion | Real June 2024 dollars discounted to 1 July 2025. As with the total capital costs, the REZ transmission expansion costs are annualised for modelling purposes. Build costs do not include capital costs of existing, committed and anticipated transmission projects since there will be no difference in these costs between the Base Case and option case.
Explicitly modelled generation
Region | Technology | 2026-27 | 2027-28 | 2028-29 | 2029-30 | 2030-31 | 2031-32 | 2032-33 | 2033-34 | 2034-35 | 2035-36 | 2036-37 | 2037-38 | 2038-39 | 2039-40 | 2040-41 | 2041-42 | 2042-43 | 2043-44 | 2044-45 | 2045-46 | 2046-47 | 2047-48 | 2048-49 | 2049-50 | 2050-51
NSW1 | Transmission | 14.0727 | 4538.655 | 24676.0602 | 34211.1407 | 31973.0287 | 29960.4249 | 27921.3053 | 26094.6779 | 24387.5494 | 22852.4282 | 21297.082 | 19903.815 | 18601.6962 | 17430.7767 | 16244.4304 | 15181.7107 | 14188.5147 | 13295.3913 | 12390.5012 | 11579.9077 | 10822.3437 | 10141.1104 | 9450.9021 | 8832.6187 | 9022.9404
QLD1 | Transmission | 0.001067 | 0.0010719 | 0.0010702 | 8828.6393 | 8251.0648 | 7731.9287 | 7205.6903 | 6734.2901 | 6293.7291 | 5897.5583 | 5496.168 | 5136.6057 | 4800.5661 | 4498.3853 | 4192.2233 | 3917.9658 | 3662.2735 | 3431.7447 | 3198.6205 | 2989.365 | 2793.7992 | 2624.0663 | 2473.7542 | 2312.3265 | 2169.6623
VIC1 | Transmission | 4.8324e-06 | 5.8777e-06 | 7.1328e-06 | 26.1339 | 24.4242 | 22.8868 | 21.3291 | 19.9337 | 18.6297 | 17.457 | 16.2689 | 15.2045 | 14.2099 | 13.3154 | 12.4091 | 11.5973 | 10.8386 | 10.1564 | 9.4651 | 8.8459 | 8.2672 | 7.7468 | 7.2196 | 6.7473 | 6.3058
SA1 | Transmission | 140.3434 | 131.5093 | 122.5588 | 336.4328 | 314.4231 | 294.6312 | 274.5784 | 256.6154 | 239.8275 | 224.7311 | 209.4358 | 195.7344 | 182.9293 | 171.4145 | 159.748 | 149.2985 | 139.5314 | 130.7484 | 121.8497 | 113.8782 | 106.4282 | 99.7289 | 92.9414 | 86.8628 | 81.1872
TAS1 | Transmission | 1.3867e-05 | 1.2994e-05 | 1.211e-05 | 1.1318e-05 | 1.0577e-05 | 9.9114e-06 | 1.2078e-05 | 1.2949e-05 | 1.2102e-05 | 1.3295e-05 | 1.4491e-05 | 1.3543e-05 | 1.4374e-05 | 1.3469e-05 | 1.4244e-05 | 1.4938e-05 | 1.5455e-05 | 1.5911e-05 | 1.6446e-05 | 1.8398e-05 | 1.9624e-05 | 2.2559e-05 | 2.4807e-05 | 2.7385e-05 | 3.0705e-05
NEM | Total | 154.4172 | 4670.1654 | 24798.6201 | 43402.3467 | 40562.9409 | 38009.8716 | 35422.9032 | 33105.5171 | 30939.7357 | 28992.1746 | 27018.9547 | 25251.3596 | 23599.4015 | 22113.8919 | 20608.8109 | 19260.5723 | 18001.1582 | 16868.0408 | 15720.4365 | 14691.9968 | 13730.8383 | 12872.6525 | 12024.8172 | 11238.5554 | 11280.0957

## BaseCase_USE+DSP Cost
USE / DSP cost by region ($000s) - BaseCase, Progressive Change Scenario
USE / DSP | Real June 2024 dollars discounted to 1 July 2025
Explicitly modelled generation
Region | Technology | 2026-27 | 2027-28 | 2028-29 | 2029-30 | 2030-31 | 2031-32 | 2032-33 | 2033-34 | 2034-35 | 2035-36 | 2036-37 | 2037-38 | 2038-39 | 2039-40 | 2040-41 | 2041-42 | 2042-43 | 2043-44 | 2044-45 | 2045-46 | 2046-47 | 2047-48 | 2048-49 | 2049-50 | 2050-51
NSW1 | USE / DSP | 0.0027386 | 6576.3921 | 0.0028033 | 81317.8338 | 0.00284 | 0.002866 | 7574.0231 | 0.0029053 | 0.0027466 | 0.0026859 | 0.0027314 | 0.0028084 | 0.0028453 | 16.7584 | 0.0029251 | 1666.2714 | 1186.0529 | 66.2188 | 115.2213 | 2.753 | 57.0794 | 23.8223 | 2440.0565 | 14.1049 | 47.1805
QLD1 | USE / DSP | 0.0023824 | 0.0023879 | 1517.3115 | 140182.3348 | 0.0024222 | 0.0024316 | 75.8119 | 46.3427 | 16.9755 | 0.0023442 | 0.0023768 | 4153.8799 | 0.002467 | 104.1707 | 0.0025068 | 513.1579 | 520.4327 | 1113.4738 | 622.3321 | 71.8989 | 3274.3604 | 202.4365 | 4746.1011 | 893.7888 | 670.6585
VIC1 | USE / DSP | 0.0052582 | 0.0027031 | 0.0028557 | 12121.7082 | 0.0029264 | 0.002941 | 99296.7531 | 0.0030043 | 0.0027499 | 0.0026766 | 0.0027091 | 0.002801 | 0.0028032 | 3007.0943 | 0.0028509 | 27504.5241 | 1.3194 | 13277.6278 | 589.7468 | 4.0184 | 4208.1798 | 31.4041 | 10571.224 | 13.3459 | 27.5636
SA1 | USE / DSP | 19646.4234 | 21.1691 | 0.0023973 | 72946.5691 | 0.0024259 | 0.0024375 | 654.5427 | 0.0025151 | 0.0022964 | 20.8807 | 21.0178 | 418.5694 | 136.1076 | 493.9141 | 69.5958 | 629.5151 | 62.15 | 1187.1461 | 667.6411 | 634.0201 | 438.263 | 588.7101 | 771.5954 | 833.8082 | 531.7977
TAS1 | USE / DSP | 0.0010333 | 0.0010362 | 0.0010335 | 0.0010323 | 0.0010322 | 0.0010351 | 0.0010327 | 0.0010322 | 0.0010312 | 0.0010331 | 0.0010304 | 0.0010305 | 0.0010301 | 0.0010324 | 0.0010291 | 0.0010292 | 0.0010292 | 0.0010318 | 0.0010284 | 0.0010286 | 0.0010285 | 0.0010311 | 0.0010278 | 0.0010275 | 0.0010275
NEM | Total | 19646.4348 | 6597.5673 | 1517.3206 | 306568.4469 | 0.011647 | 0.011711 | 107601.1319 | 46.3522 | 16.9843 | 20.8894 | 21.0266 | 4572.456 | 136.1167 | 3621.9384 | 69.6051 | 30313.4694 | 1769.956 | 15644.4676 | 1994.9424 | 712.6915 | 7977.8836 | 846.374 | 18528.9781 | 1755.0488 | 1277.2013

## BaseCase_SyncCon Cost
SyncCon cost by region ($000s) - BaseCase, Progressive Change Scenario
SyncCon | Real June 2024 dollars discounted to 1 July 2025. SyncCon is only explicitly modelled in Tasmania, mainland NEM regions have SyncCon costs built into new entrant costs.
Explicitly modelled generation
Region | Technology | 2026-27 | 2027-28 | 2028-29 | 2029-30 | 2030-31 | 2031-32 | 2032-33 | 2033-34 | 2034-35 | 2035-36 | 2036-37 | 2037-38 | 2038-39 | 2039-40 | 2040-41 | 2041-42 | 2042-43 | 2043-44 | 2044-45 | 2045-46 | 2046-47 | 2047-48 | 2048-49 | 2049-50 | 2050-51
NSW1 | SyncCon | 0 | 0 | 0 | 0 | 0 | 0 | 0 | 0 | 0 | 0 | 0 | 0 | 0 | 0 | 0 | 0 | 0 | 0 | 0 | 0 | 0 | 0 | 0 | 0 | 0
QLD1 | SyncCon | 0 | 0 | 0 | 0 | 0 | 0 | 0 | 0 | 0 | 0 | 0 | 0 | 0 | 0 | 0 | 0 | 0 | 0 | 0 | 0 | 0 | 0 | 0 | 0 | 0
VIC1 | SyncCon | 0 | 0 | 0 | 0 | 0 | 0 | 0 | 0 | 0 | 0 | 0 | 0 | 0 | 0 | 0 | 0 | 0 | 0 | 0 | 0 | 0 | 0 | 0 | 0 | 0
SA1 | SyncCon | 0 | 0 | 0 | 0 | 0 | 0 | 0 | 0 | 0 | 0 | 0 | 0 | 0 | 0 | 0 | 0 | 0 | 0 | 0 | 0 | 0 | 0 | 0 | 0 | 0
TAS1 | SyncCon | 0 | 0 | 0 | 744.1658 | 1489.1568 | 1566.6193 | 1119.2915 | 995.1991 | 1247.4239 | 1481.0986 | 1201.1197 | 996.327 | 994.6227 | 997.9699 | 1089.7661 | 871.8352 | 756.8323 | 702.7853 | 731.7545 | 593.9108 | 520.3801 | 504.9787 | 486.9741 | 465.1508 | 394.709
NEM | Total | 0 | 0 | 0 | 744.1658 | 1489.1568 | 1566.6193 | 1119.2915 | 995.1991 | 1247.4239 | 1481.0986 | 1201.1197 | 996.327 | 994.6227 | 997.9699 | 1089.7661 | 871.8352 | 756.8323 | 702.7853 | 731.7545 | 593.9108 | 520.3801 | 504.9787 | 486.9741 | 465.1508 | 394.709

## BaseCase_Emissions Cost
NEM Emissions cost ($000s) - BaseCase, Progressive Change Scenario
Emissions | Real June 2024 dollars discounted to 1 July 2025
Emissions from explicitly modelled generation
Region | Technology | 2026-27 | 2027-28 | 2028-29 | 2029-30 | 2030-31 | 2031-32 | 2032-33 | 2033-34 | 2034-35 | 2035-36 | 2036-37 | 2037-38 | 2038-39 | 2039-40 | 2040-41 | 2041-42 | 2042-43 | 2043-44 | 2044-45 | 2045-46 | 2046-47 | 2047-48 | 2048-49 | 2049-50 | 2050-51
NEM | Total | 7475752.9123 | 7124408.2074 | 5574652.104 | 3287385.0248 | 2317976.0331 | 2389380.2843 | 2498412.6617 | 2473193.5437 | 2233658.0132 | 2036278.8338 | 2107349.2737 | 2261509.9064 | 2216690.3362 | 2066702.2615 | 1990466.0489 | 1970813.0347 | 1976410.2372 | 1945100.1755 | 1843698.4599 | 1838240.1735 | 1758736.5704 | 1498446.5515 | 1389642.6268 | 1398183.6173 | 1352322.2807

## ML1_CF
Annual capacity factor by technology - ML1, Progressive Change Scenario
Non-scheduled generation including Distributed PV is not shown.
Region | Technology | 2026-27 | 2027-28 | 2028-29 | 2029-30 | 2030-31 | 2031-32 | 2032-33 | 2033-34 | 2034-35 | 2035-36 | 2036-37 | 2037-38 | 2038-39 | 2039-40 | 2040-41 | 2041-42 | 2042-43 | 2043-44 | 2044-45 | 2045-46 | 2046-47 | 2047-48 | 2048-49 | 2049-50 | 2050-51
NEM | Black Coal | 48.95% | 46.97% | 59.45% | 50.07% | 59.26% | 58.95% | 62.28% | 60.2% | 51.98% | 47.32% | 47.9% | 58.42% | 55.48% | 53.59% | 59.01% | 59.09% | 62.06% | 62.29% | 58.19% | 63.83% | 67.79% | 57.38% | 55.98% | 61.93% | 63.3%
NEM | Brown Coal | 61.96% | 64.11% | 64.98% | 61.44% | 62.89% | 64.18% | 55.74% | 68.97% | 64.76% | 59.99% | 60.98% | 65.09% | 46.7% | 37.48% | 59.92% | 62.64% | 62.62% | 65.87% | 61.36% | 58.36% | 64.3% | - | - | - | -
NEM | CCGT | 7.091% | 4.931% | 14.95% | 26.9% | 21.46% | 21.66% | 21.19% | 24.46% | 12.88% | 7.321% | 11.7% | 16.35% | 21.32% | 25.24% | 28.3% | 31.14% | 40.24% | 39.56% | 30.8% | 35.94% | 55.19% | 55.44% | 53.37% | 53.47% | 63.24%
NEM | Gas - Steam | 1.206% | 0.456% | 2.901% | 3.461% | 5.866% | 4.519% | 18.29% | 4.687% | 2.037% | 1.121% | 1.454% | 2.922% | 4.21% | - | - | - | - | - | - | - | - | - | - | - | -
NEM | OCGT / Diesel | 0.4337% | 0.2096% | 0.7453% | 8.881% | 2.363% | 1.605% | 4.411% | 1.785% | 0.7339% | 0.3836% | 0.5499% | 2.205% | 2.525% | 4.479% | 5.55% | 7.685% | 10.72% | 15.95% | 10.11% | 14.31% | 12.69% | 19.51% | 16.73% | 17.61% | 14.24%
NEM | Hydro | 21.22% | 18.52% | 23.66% | 22.03% | 23.96% | 22.81% | 23.67% | 25.19% | 23.24% | 20.98% | 19.88% | 24.35% | 21.45% | 20.26% | 19.16% | 19.72% | 21.34% | 21.72% | 20.65% | 19.12% | 23.72% | 21.61% | 20.74% | 20.29% | 20.58%
NEM | Hydrogen Turbine | bar: 2026-27 to 2050-51
NEM | Wind | 32.14% | 33.49% | 31.36% | 32.04% | 33% | 34.45% | 33.29% | 32.58% | 31.45% | 32.25% | 32.9% | 31.88% | 31.71% | 30.92% | 32.22% | 31.35% | 31.55% | 32.19% | 33.5% | 34.12% | 33.46% | 33.01% | 32.47% | 33.01% | 32.41%
NEM | Solar PV | 20.39% | 20.61% | 19.26% | 21.04% | 24.11% | 24.05% | 24.5% | 23.67% | 20.62% | 20.62% | 21.54% | 19.59% | 20.4% | 20.61% | 21.06% | 22.43% | 22.79% | 23.54% | 24.11% | 24.58% | 21.35% | 22.36% | 22.39% | 22.25% | 23.85%
NEM | Grid Battery | 9.232% | 12.4% | 12.11% | 15.61% | 17.28% | 16.65% | 17.37% | 17.5% | 11.83% | 11.73% | 12.24% | 12.05% | 12.09% | 11.92% | 11.16% | 13.32% | 13.14% | 13.76% | 14.15% | 14.27% | 13.71% | 13.99% | 14.64% | 11.39% | 13.8%
NEM | PHES | 12.64% | 12.87% | 12.23% | 19.27% | 21.49% | 20.22% | 23.06% | 23.42% | 23.71% | 24.09% | 24.51% | 24.92% | 23.65% | 24.39% | 22.84% | 23.85% | 22.9% | 22.84% | 24.39% | 23.9% | 21.12% | 21.11% | 20.84% | 21.61% | 22.25%
NEM | VPP | 8.515% | 9.521% | 10.28% | 8.178% | 10.53% | 12.77% | 15.52% | 17.03% | 17.93% | 18.61% | 19.74% | 20.3% | 20.84% | 20.93% | 20.06% | 20.82% | 20.69% | 20.48% | 20.76% | 20.85% | 19.99% | 20.58% | 20.19% | 19.69% | 18.79%
Region | Technology | 2026-27 | 2027-28 | 2028-29 | 2029-30 | 2030-31 | 2031-32 | 2032-33 | 2033-34 | 2034-35 | 2035-36 | 2036-37 | 2037-38 | 2038-39 | 2039-40 | 2040-41 | 2041-42 | 2042-43 | 2043-44 | 2044-45 | 2045-46 | 2046-47 | 2047-48 | 2048-49 | 2049-50 | 2050-51
NSW1 | Black Coal | 43.65% | 38.95% | 59.04% | 50.62% | 59.82% | 56.16% | 62.52% | 62.82% | 52.63% | 44.79% | 44.54% | 53.31% | 54.65% | 51% | - | - | - | - | - | - | - | - | - | - | -
NSW1 | Brown Coal | bar: 2026-27 to 2050-51
NSW1 | CCGT | 1.439% | 2.122% | 11.64% | 34.17% | 28.75% | 27.15% | 29.07% | 29.85% | 11.92% | 3.543% | 7.727% | 15.05% | 19.01% | 28.73% | 31.79% | 35.85% | 48.54% | - | - | - | - | - | - | - | -
NSW1 | Gas - Steam | bar: 2026-27 to 2050-51
NSW1 | OCGT / Diesel | 0.1107% | 0.2243% | 0.4235% | 11.84% | 2.565% | 0.5931% | 5.036% | 0.6904% | 0.3047% | 0.1498% | 0.1253% | 1.491% | 1.185% | 3.306% | 4.785% | 7.091% | 8.953% | 17.14% | 11.5% | 16.17% | 14.71% | 22.62% | 19.97% | 22.24% | 16.17%
NSW1 | Hydro | 15.77% | 13.43% | 20.38% | 15.96% | 13.37% | 13.73% | 12.92% | 15.43% | 15.54% | 14.87% | 13.19% | 18.8% | 15.74% | 14.2% | 13.99% | 13.13% | 14.6% | 15.97% | 14.92% | 12.57% | 17.5% | 14.68% | 12.92% | 13.05% | 12.66%
NSW1 | Hydrogen Turbine | bar: 2026-27 to 2050-51
NSW1 | Wind | 32.83% | 32.17% | 29.83% | 29.5% | 31.79% | 32.85% | 33.08% | 32.61% | 32.22% | 33.86% | 34.44% | 33.15% | 30.34% | 31.84% | 33.12% | 33.47% | 33.25% | 33.74% | 35.48% | 35.23% | 35.14% | 31.84% | 33.21% | 31.52% | 32.67%
NSW1 | Solar PV | 21.38% | 20.75% | 19.65% | 22.78% | 25.64% | 24.9% | 25.7% | 24.9% | 23.32% | 24.47% | 25.64% | 23.13% | 23.76% | 25.07% | 24.79% | 26.1% | 25.79% | 25.78% | 26.85% | 26.86% | 23.37% | 23.7% | 24.92% | 23.62% | 24.78%
NSW1 | Grid Battery | 13.84% | 21.79% | 21.65% | 22.28% | 24.56% | 23.66% | 24.43% | 24.15% | 23.83% | 24.21% | 25.32% | 25.03% | 25.32% | 24.99% | 23.95% | 24.46% | 24.04% | 23.62% | 24.8% | 24.51% | 21.85% | 22.86% | 22.17% | 13.98% | 14.24%
NSW1 | PHES | 20.53% | 21.46% | 21.9% | 53.08% | 21.28% | 20.41% | 23.6% | 23.81% | 21.88% | 22.89% | 23.73% | 25.38% | 22.17% | 23.52% | 21.02% | 23% | 21.51% | 21.81% | 24.63% | 24.03% | 21.48% | 19.63% | 19.39% | 19.98% | 21.55%
NSW1 | VPP | 8.101% | 9.326% | 10.22% | 8.303% | 10.26% | 12.7% | 15.09% | 16.65% | 17.56% | 18.74% | 19.62% | 21.03% | 22.04% | 22.6% | 22.26% | 22.53% | 22.48% | 22.17% | 22.72% | 22.64% | 21.47% | 22.18% | 21.35% | 20.47% | 19.62%
Region | Technology | 2026-27 | 2027-28 | 2028-29 | 2029-30 | 2030-31 | 2031-32 | 2032-33 | 2033-34 | 2034-35 | 2035-36 | 2036-37 | 2037-38 | 2038-39 | 2039-40 | 2040-41 | 2041-42 | 2042-43 | 2043-44 | 2044-45 | 2045-46 | 2046-47 | 2047-48 | 2048-49 | 2049-50 | 2050-51
QLD1 | Black Coal | 54.38% | 55.19% | 59.75% | 49.77% | 58.96% | 60.47% | 62.15% | 58.8% | 51.63% | 48.67% | 49.69% | 61.16% | 55.93% | 54.97% | 59.01% | 59.09% | 62.06% | 62.29% | 58.19% | 63.83% | 67.79% | 57.38% | 55.98% | 61.93% | 63.3%
QLD1 | Brown Coal | bar: 2026-27 to 2050-51
QLD1 | CCGT | 6.51% | 6.919% | 12.88% | 24.71% | 18.48% | 20.61% | 17.41% | 22.75% | 13.66% | 9.435% | 15.77% | 19.62% | 25.81% | 28.71% | 32.36% | 35.25% | 44.66% | 47.26% | 36.8% | 53.57% | 65.89% | 66.19% | 63.72% | 63.84% | 63.24%
QLD1 | Gas - Steam | bar: 2026-27 to 2050-51
QLD1 | OCGT / Diesel | 0.02933% | 0.04883% | 0.2035% | 3.453% | 0.08245% | 0.1422% | 0.4444% | 0.2205% | 0.05896% | 0.2325% | 0.5572% | 1.976% | 2.419% | 4.617% | 5.7% | 6.702% | 15.45% | 18.14% | 13.69% | 18.37% | 14.85% | 18.71% | 10.69% | 6.366% | 0.5471%
QLD1 | Hydro | 51.2% | 48.96% | 51.11% | 50.28% | 50.41% | 50.76% | 47.07% | 51.78% | 47.73% | 47.42% | 49% | 16.63% | 15.86% | 14.99% | 15.11% | 16.3% | 0.004915% | 0.004915% | 1.766e-08% | 1.757e-08% | 0.01474% | 1.766e-08% | 0.04704% | 1.995e-08% | 5.989e-08%
QLD1 | Hydrogen Turbine | bar: 2026-27 to 2050-51
QLD1 | Wind | 31.28% | 32.46% | 32.65% | 30.72% | 33.17% | 32.45% | 33.62% | 31.46% | 30.16% | 30.57% | 30.57% | 31.68% | 31.13% | 31.6% | 30.95% | 32.09% | 30.71% | 31.74% | 32.53% | 32.15% | 33.23% | 32.57% | 32.4% | 31.46% | 31.88%
QLD1 | Solar PV | 20.15% | 20.65% | 18.23% | 18.63% | 23.74% | 24.82% | 24.65% | 23.73% | 19.12% | 18.63% | 19.24% | 17.69% | 18.59% | 18.16% | 19.49% | 20.91% | 22.05% | 23.37% | 23.62% | 23.9% | 20.85% | 22.39% | 21.93% | 22.49% | 24.37%
QLD1 | Grid Battery | 7.181% | 7.456% | 7.68% | 19.15% | 19.66% | 19.41% | 20.13% | 20.04% | 19.88% | 20.09% | 20.18% | 19.94% | 20.23% | 20.02% | 19.77% | 23.24% | 23.28% | 23.58% | 24.05% | 23.89% | 23.28% | 24.23% | 24.18% | 23.75% | 24.36%
QLD1 | PHES | 10.33% | 10.36% | 9.405% | 9.378% | 21.67% | 20.06% | 22.62% | 23.11% | 25.18% | 25.06% | 25.14% | 24.55% | 24.85% | 25.1% | 24.31% | 24.54% | 24.02% | 23.66% | 24.19% | 23.79% | 20.83% | 22.3% | 22.01% | 22.93% | 22.82%
QLD1 | VPP | 8.747% | 11.31% | 13.9% | 10.85% | 13.86% | 17.11% | 20.02% | 21.19% | 21.48% | 22.23% | 22.7% | 22.84% | 23.07% | 22.95% | 22.9% | 23.14% | 23.05% | 22.87% | 22.74% | 22.48% | 22.06% | 22.14% | 21.75% | 21.36% | 20.34%
Region | Technology | 2026-27 | 2027-28 | 2028-29 | 2029-30 | 2030-31 | 2031-32 | 2032-33 | 2033-34 | 2034-35 | 2035-36 | 2036-37 | 2037-38 | 2038-39 | 2039-40 | 2040-41 | 2041-42 | 2042-43 | 2043-44 | 2044-45 | 2045-46 | 2046-47 | 2047-48 | 2048-49 | 2049-50 | 2050-51
VIC1 | Black Coal | bar: 2026-27 to 2050-51
VIC1 | Brown Coal | 61.96% | 64.11% | 64.98% | 61.44% | 62.89% | 64.18% | 55.74% | 68.97% | 64.76% | 59.99% | 60.98% | 65.09% | 46.7% | 37.48% | 59.92% | 62.64% | 62.62% | 65.87% | 61.36% | 58.36% | 64.3% | - | - | - | -
VIC1 | CCGT | bar: 2026-27 to 2050-51
VIC1 | Gas - Steam | 1.206% | 0.456% | 2.901% | 3.461% | 5.866% | 4.519% | 18.29% | 4.687% | 2.037% | 1.121% | 1.454% | 2.922% | 4.21% | - | - | - | - | - | - | - | - | - | - | - | -
VIC1 | OCGT / Diesel | 0.3526% | 0.0705% | 0.5612% | 7.163% | 1.765% | 1.339% | 4.588% | 1.133% | 0.5309% | 0.3724% | 0.2926% | 1.62% | 1.384% | 3.33% | 2.608% | 5.849% | 3.273% | 8.886% | 4.996% | 8.853% | 8.226% | 15.29% | 16.92% | 17.15% | 16.51%
VIC1 | Hydro | 16.24% | 13.65% | 20.39% | 16.95% | 14.66% | 14.72% | 13.43% | 16.34% | 16.86% | 15.96% | 13.44% | 20.17% | 16.81% | 14.65% | 14.57% | 13.33% | 16.24% | 16.85% | 15.96% | 13.45% | 20.17% | 16.94% | 14.63% | 14.64% | 13.31%
VIC1 | Hydrogen Turbine | bar: 2026-27 to 2050-51
VIC1 | Wind | 30.87% | 32.11% | 30.61% | 33.15% | 32.49% | 35.81% | 32.31% | 32.6% | 31.21% | 31.6% | 32.66% | 30.85% | 32.28% | 30.16% | 32.66% | 30.16% | 31.47% | 32.45% | 33.49% | 34.94% | 32.88% | 34.7% | 32.81% | 36.09% | 33.34%
VIC1 | Solar PV | 18.48% | 19.04% | 19.75% | 20.66% | 21.27% | 20.72% | 21.67% | 20.85% | 19.75% | 18.93% | 20.02% | 18.1% | 18.89% | 18.87% | 18.38% | 19.67% | 19.5% | 20.42% | 21.33% | 22.59% | 19.64% | 21.19% | 20.83% | 20.93% | 22.03%
VIC1 | Grid Battery | 11.43% | 12.51% | 12.07% | 10.55% | 11.88% | 11.31% | 12.05% | 12.55% | 6.502% | 6.158% | 6.607% | 6.47% | 6.388% | 6.261% | 5.507% | 6.117% | 6.075% | 6.099% | 6.115% | 6.396% | 5.867% | 5.266% | 4.255% | 3.332% | 3.362%
VIC1 | PHES | bar: 2026-27 to 2050-51
VIC1 | VPP | 9.618% | 10.65% | 11.42% | 8.355% | 11.6% | 12.97% | 16.25% | 18.26% | 19.68% | 19.03% | 21.11% | 20.92% | 20.88% | 20.43% | 17.69% | 19.38% | 18.98% | 18.72% | 18.91% | 19.44% | 18.27% | 19.34% | 19.33% | 18.97% | 17.98%
Region | Technology | 2026-27 | 2027-28 | 2028-29 | 2029-30 | 2030-31 | 2031-32 | 2032-33 | 2033-34 | 2034-35 | 2035-36 | 2036-37 | 2037-38 | 2038-39 | 2039-40 | 2040-41 | 2041-42 | 2042-43 | 2043-44 | 2044-45 | 2045-46 | 2046-47 | 2047-48 | 2048-49 | 2049-50 | 2050-51
SA1 | Black Coal | bar: 2026-27 to 2050-51
SA1 | Brown Coal | bar: 2026-27 to 2050-51
SA1 | CCGT | 13.99% | 3.641% | 29.86% | 38.04% | 32.83% | 28.78% | 34.41% | 34.77% | 16.41% | 6.956% | 10.26% | - | - | - | - | - | - | - | - | - | - | - | - | - | -
SA1 | Gas - Steam | bar: 2026-27 to 2050-51
SA1 | OCGT / Diesel | 1.656% | 0.5949% | 2.451% | 15.32% | 7.33% | 6.991% | 12.49% | 9.093% | 3.558% | 1.425% | 2.334% | 6.208% | 9.176% | 10.02% | 11.89% | 14.32% | 16.8% | 17.62% | 8.527% | 10.49% | 11.76% | 14.19% | 13.44% | 13.54% | 12.64%
SA1 | Hydro | bar: 2026-27 to 2050-51
SA1 | Hydrogen Turbine | bar: 2026-27 to 2050-51
SA1 | Wind | 31.88% | 35.18% | 32.38% | 33.69% | 34.16% | 36.7% | 32.89% | 33.44% | 31.79% | 36.15% | 36.35% | 34.59% | 35.62% | 36.08% | 38.29% | 35.87% | 35.97% | 33.66% | 36.35% | 35.71% | 33.29% | 32.45% | 32.19% | 33.36% | 32.04%
SA1 | Solar PV | 17.31% | 21.7% | 19.39% | 21.1% | 21.06% | 21.49% | 21.2% | 20.53% | 20.35% | 20.61% | 21.96% | 19.85% | 21.07% | 20.88% | 21.37% | 23.22% | 22.67% | 23.11% | 22.96% | 24.2% | 20.43% | 20.16% | 19.46% | 19.14% | 21.52%
SA1 | Grid Battery | 4.24% | 4.14% | 3.896% | 9.079% | 10.92% | 10.48% | 11.06% | 11.03% | 10.97% | 11.08% | 11.58% | 11.35% | 11.46% | 11.44% | 10.85% | 16.43% | 15.79% | 20.55% | 21.21% | 21.87% | 20.37% | 19.9% | 20.43% | 18.55% | 20.5%
SA1 | PHES | bar: 2026-27 to 2050-51
SA1 | VPP | 8.46% | 8.297% | 7.946% | 6.206% | 7.767% | 9.36% | 11.65% | 12.26% | 12.49% | 13.52% | 14.19% | 14.56% | 15.18% | 15.32% | 15.35% | 15.92% | 16.01% | 16.05% | 16.46% | 16.67% | 16.66% | 16.65% | 16.39% | 16.04% | 15.68%
Region | Technology | 2026-27 | 2027-28 | 2028-29 | 2029-30 | 2030-31 | 2031-32 | 2032-33 | 2033-34 | 2034-35 | 2035-36 | 2036-37 | 2037-38 | 2038-39 | 2039-40 | 2040-41 | 2041-42 | 2042-43 | 2043-44 | 2044-45 | 2045-46 | 2046-47 | 2047-48 | 2048-49 | 2049-50 | 2050-51
TAS1 | Black Coal | bar: 2026-27 to 2050-51
TAS1 | Brown Coal | bar: 2026-27 to 2050-51
TAS1 | CCGT | 3.606e-07% | 3.623e-07% | 3.635e-07% | 2.812e-07% | 9.084e-07% | 9.153e-07% | 1.03e-06% | 1.069e-06% | 1.14e-06% | 1.206e-06% | 1.255e-06% | 1.372e-06% | 1.485e-06% | 1.579e-06% | 1.647e-06% | 1.833e-06% | 1.879e-06% | 1.986e-06% | 2.123e-06% | 2.259e-06% | 2.47e-06% | 2.586e-06% | 2.719e-06% | 2.966e-06% | -
TAS1 | Gas - Steam | bar: 2026-27 to 2050-51
TAS1 | OCGT / Diesel | 8.151e-07% | 8.444e-07% | 9.28e-07% | 2.172e-07% | 0.1202% | 0.001689% | 0.1237% | 0.0673% | 1.44e-06% | 0.08439% | 1.538e-06% | 0.0002034% | 0.001581% | 0.0009555% | 4.558e-06% | 0.3134% | 0.09031% | 0.007277% | 0.05815% | 0.12% | 0.0357% | 0.07659% | 0.05584% | 1.245% | -
TAS1 | Hydro | 28.69% | 25.55% | 27.85% | 30.24% | 39.93% | 36.32% | 40.72% | 40.03% | 34.25% | 29.27% | 29.74% | 33.35% | 30.85% | 30.78% | 27.94% | 31.27% | 32.95% | 32.25% | 30.95% | 30.9% | 33.68% | 33.04% | 34.13% | 32.74% | 35.01%
TAS1 | Hydrogen Turbine | bar: 2026-27 to 2050-51
TAS1 | Wind | 40.49% | 43.23% | 36.11% | 40.31% | 37.61% | 38.93% | 37.52% | 35.36% | 34.29% | 31.54% | 33.39% | 31.28% | 30.71% | 26.68% | 27.15% | 26.97% | 26.76% | 27.94% | 28.34% | 31.31% | 30.92% | 31.92% | 29.01% | 30.07% | 29.88%
TAS1 | Solar PV | bar: 2026-27 to 2050-51
TAS1 | Grid Battery | bar: 2026-27 to 2050-51
TAS1 | PHES | bar: 2026-27 to 2050-51
TAS1 | VPP | 6.077% | 7.847% | 7.415% | 7.687% | 8.159% | 7.763% | 8.188% | 9.732% | 10.64% | 12.4% | 12.86% | 11.4% | 12.62% | 12.86% | 12.29% | 14.63% | 13.97% | 13.53% | 14.4% | 13.85% | 12.37% | 13.03% | 12.96% | 14.73% | 12.52%
Explicitly modelled pumping
Region | Technology | 2026-27 | 2027-28 | 2028-29 | 2029-30 | 2030-31 | 2031-32 | 2032-33 | 2033-34 | 2034-35 | 2035-36 | 2036-37 | 2037-38 | 2038-39 | 2039-40 | 2040-41 | 2041-42 | 2042-43 | 2043-44 | 2044-45 | 2045-46 | 2046-47 | 2047-48 | 2048-49 | 2049-50 | 2050-51
NEM | Grid Battery Pump | 10.86% | 14.72% | 14.34% | 18.65% | 20.68% | 19.91% | 20.78% | 20.92% | 14.15% | 14.01% | 14.63% | 14.42% | 14.48% | 14.23% | 13.38% | 15.92% | 15.76% | 16.47% | 16.95% | 17.14% | 16.4% | 16.79% | 17.58% | 13.67% | 16.57%
NEM | PHES Pump | 25.4% | 26.25% | 28% | 30.04% | 29.66% | 28.09% | 31.03% | 31.64% | 32.04% | 32.5% | 34.41% | 33.36% | 32.23% | 32.85% | 31.11% | 32.12% | 31.31% | 30.4% | 33.05% | 32.83% | 28.27% | 27.84% | 28.57% | 28.96% | 29.85%
NEM | VPP Pump | 9.998% | 11.22% | 12.1% | 9.598% | 12.4% | 15.03% | 18.26% | 20.03% | 21.11% | 21.88% | 23.22% | 23.91% | 24.56% | 24.58% | 23.66% | 24.45% | 24.37% | 24.08% | 24.41% | 24.59% | 23.47% | 24.24% | 23.72% | 23.18% | 22.09%
Region | Technology | 2026-27 | 2027-28 | 2028-29 | 2029-30 | 2030-31 | 2031-32 | 2032-33 | 2033-34 | 2034-35 | 2035-36 | 2036-37 | 2037-38 | 2038-39 | 2039-40 | 2040-41 | 2041-42 | 2042-43 | 2043-44 | 2044-45 | 2045-46 | 2046-47 | 2047-48 | 2048-49 | 2049-50 | 2050-51
NSW1 | Grid Battery Pump | 16.26% | 26.11% | 25.96% | 26.78% | 29.59% | 28.44% | 29.39% | 29.05% | 28.72% | 29.1% | 30.47% | 30.14% | 30.49% | 30.02% | 28.9% | 29.35% | 28.93% | 28.41% | 29.84% | 29.58% | 26.2% | 27.51% | 26.65% | 16.44% | 16.75%
NSW1 | PHES Pump | 32.62% | 34.13% | 38.68% | 42.59% | 29.5% | 28.36% | 31.03% | 31.53% | 29.55% | 30.66% | 34.17% | 32.9% | 30.45% | 31.26% | 28.7% | 30.57% | 29.71% | 28.45% | 32.78% | 32.69% | 28.1% | 25.21% | 26.81% | 26.54% | 28.63%
NSW1 | VPP Pump | 9.51% | 11% | 12.03% | 9.744% | 12.09% | 14.92% | 17.75% | 19.58% | 20.7% | 22.02% | 23.08% | 24.77% | 25.96% | 26.54% | 26.27% | 26.45% | 26.45% | 26.08% | 26.73% | 26.71% | 25.2% | 26.1% | 25.11% | 24.09% | 23.09%
Region | Technology | 2026-27 | 2027-28 | 2028-29 | 2029-30 | 2030-31 | 2031-32 | 2032-33 | 2033-34 | 2034-35 | 2035-36 | 2036-37 | 2037-38 | 2038-39 | 2039-40 | 2040-41 | 2041-42 | 2042-43 | 2043-44 | 2044-45 | 2045-46 | 2046-47 | 2047-48 | 2048-49 | 2049-50 | 2050-51
QLD1 | Grid Battery Pump | 8.458% | 8.805% | 9.091% | 23.01% | 23.63% | 23.39% | 24.13% | 24.09% | 23.91% | 24.17% | 24.23% | 24.02% | 24.29% | 24.05% | 23.8% | 27.97% | 28.02% | 28.38% | 28.95% | 28.78% | 28.03% | 29.15% | 29.12% | 28.63% | 29.31%
QLD1 | PHES Pump | 16.98% | 17.05% | 15.53% | 15.39% | 29.83% | 27.81% | 31.02% | 31.75% | 34.68% | 34.44% | 34.66% | 33.84% | 34.11% | 34.53% | 33.67% | 33.77% | 33.01% | 32.46% | 33.34% | 32.97% | 28.46% | 30.63% | 30.44% | 31.51% | 31.14%
QLD1 | VPP Pump | 10.27% | 13.3% | 16.39% | 12.74% | 16.31% | 20.18% | 23.51% | 24.93% | 25.28% | 26.17% | 26.68% | 26.93% | 27.13% | 26.98% | 26.96% | 27.23% | 27.12% | 26.92% | 26.73% | 26.47% | 25.95% | 26.02% | 25.6% | 25.15% | 23.9%
Region | Technology | 2026-27 | 2027-28 | 2028-29 | 2029-30 | 2030-31 | 2031-32 | 2032-33 | 2033-34 | 2034-35 | 2035-36 | 2036-37 | 2037-38 | 2038-39 | 2039-40 | 2040-41 | 2041-42 | 2042-43 | 2043-44 | 2044-45 | 2045-46 | 2046-47 | 2047-48 | 2048-49 | 2049-50 | 2050-51
VIC1 | Grid Battery Pump | 13.45% | 14.77% | 14.22% | 12.4% | 14.01% | 13.34% | 14.23% | 14.78% | 7.686% | 7.272% | 7.807% | 7.644% | 7.572% | 7.375% | 6.529% | 7.201% | 7.199% | 7.185% | 7.216% | 7.578% | 6.906% | 6.243% | 5.028% | 3.952% | 3.979%
VIC1 | PHES Pump | bar: 2026-27 to 2050-51
VIC1 | VPP Pump | 11.3% | 12.56% | 13.44% | 9.8% | 13.65% | 15.29% | 19.14% | 21.47% | 23.18% | 22.36% | 24.83% | 24.61% | 24.64% | 23.97% | 20.89% | 22.73% | 22.4% | 21.98% | 22.23% | 22.95% | 21.42% | 22.82% | 22.67% | 22.34% | 21.13%
Region | Technology | 2026-27 | 2027-28 | 2028-29 | 2029-30 | 2030-31 | 2031-32 | 2032-33 | 2033-34 | 2034-35 | 2035-36 | 2036-37 | 2037-38 | 2038-39 | 2039-40 | 2040-41 | 2041-42 | 2042-43 | 2043-44 | 2044-45 | 2045-46 | 2046-47 | 2047-48 | 2048-49 | 2049-50 | 2050-51
SA1 | Grid Battery Pump | 5.023% | 4.93% | 4.628% | 10.89% | 13.12% | 12.57% | 13.3% | 13.23% | 13.18% | 13.31% | 13.91% | 13.63% | 13.79% | 13.72% | 13.07% | 19.74% | 19.02% | 24.73% | 25.54% | 26.41% | 24.46% | 24.04% | 24.53% | 22.37% | 24.69%
SA1 | PHES Pump | bar: 2026-27 to 2050-51
SA1 | VPP Pump | 9.933% | 9.783% | 9.348% | 7.282% | 9.141% | 11.01% | 13.72% | 14.41% | 14.7% | 15.91% | 16.69% | 17.13% | 17.91% | 17.98% | 18.11% | 18.68% | 18.86% | 18.86% | 19.36% | 19.67% | 19.55% | 19.64% | 19.23% | 18.88% | 18.43%
Region | Technology | 2026-27 | 2027-28 | 2028-29 | 2029-30 | 2030-31 | 2031-32 | 2032-33 | 2033-34 | 2034-35 | 2035-36 | 2036-37 | 2037-38 | 2038-39 | 2039-40 | 2040-41 | 2041-42 | 2042-43 | 2043-44 | 2044-45 | 2045-46 | 2046-47 | 2047-48 | 2048-49 | 2049-50 | 2050-51
TAS1 | Grid Battery Pump | 0.00329% | 0.003461% | 0.003459% | 0.003519% | 0.00352% | 0.003591% | 0.003652% | 0.003754% | 0.004046% | 0.004495% | 0.004816% | 0.005278% | 0.005746% | 0.006744% | 0.007239% | 0.008415% | 0.008574% | 0.009175% | 0.0101% | 0.01052% | 0.01223% | 0.01241% | 0.01302% | 0.01417% | 0.01526%
TAS1 | PHES Pump | bar: 2026-27 to 2050-51
TAS1 | VPP Pump | 7.131% | 9.241% | 8.717% | 9.079% | 9.57% | 9.134% | 9.642% | 11.44% | 12.57% | 14.54% | 15.18% | 13.37% | 14.85% | 15.13% | 14.53% | 17.16% | 16.5% | 15.89% | 16.91% | 16.36% | 14.49% | 15.33% | 15.24% | 17.4% | 14.66%

## ML1_Generation
Annual sent-out generation by technology (GWh) - ML1, Progressive Change Scenario
Non-scheduled generation including Distributed PV is not shown.
Region | Technology | 2026-27 | 2027-28 | 2028-29 | 2029-30 | 2030-31 | 2031-32 | 2032-33 | 2033-34 | 2034-35 | 2035-36 | 2036-37 | 2037-38 | 2038-39 | 2039-40 | 2040-41 | 2041-42 | 2042-43 | 2043-44 | 2044-45 | 2045-46 | 2046-47 | 2047-48 | 2048-49 | 2049-50 | 2050-51
NEM | Black Coal | 70559.6794 | 67710.0888 | 67302.7982 | 17674.3004 | 20918.6722 | 20806.9878 | 21984.7231 | 21052.5606 | 18176.2589 | 16549.2108 | 16751.2483 | 20431.464 | 19402.9616 | 18740.235 | 13451.8347 | 13470.4832 | 10101.895 | 10138.7411 | 9471.4595 | 10388.9737 | 10047.214 | 8504.1369 | 8298.0076 | 9178.7803 | 9382.2118
NEM | Brown Coal | 26242.43 | 27152.1007 | 19269.7308 | 5547.8397 | 5678.4259 | 5795.1517 | 5033.3252 | 6227.1123 | 5847.8648 | 5417.0956 | 5505.7403 | 5877.1458 | 4216.4342 | 3384.3369 | 5410.471 | 5656.2063 | 5654.4217 | 5947.8323 | 5540.279 | 5269.4312 | 5806.2563 | 0 | 0 | 0 | 0
NEM | CCGT | 1835.3827 | 1276.4202 | 3634.9604 | 6539.2619 | 5216.4886 | 5265.4738 | 5151.6111 | 5945.8323 | 3131.8279 | 1779.6175 | 2449.1837 | 2664.9459 | 3474.7679 | 3794.952 | 4254.7423 | 4681.7698 | 6050.4882 | 4423.4628 | 3444.2111 | 1989.7761 | 6191.9024 | 6219.2875 | 5987.2416 | 5998.5786 | 4945.4529
NEM | Gas - Steam | 52.8417 | 19.9725 | 127.0454 | 151.5875 | 256.9448 | 197.9371 | 800.9603 | 205.2878 | 89.2408 | 49.1163 | 63.6647 | 127.9768 | 184.3952 | 0 | 0 | 0 | 0 | 0 | 0 | 0 | 0 | 0 | 0 | 0 | 0
NEM | OCGT / Diesel | 331.8764 | 160.4252 | 561.4601 | 6690.5389 | 1728.9174 | 1174.6219 | 3121.1505 | 1170.3563 | 473.5507 | 244.8349 | 351.0216 | 1407.5095 | 1611.8767 | 2686.1221 | 3270.1691 | 4527.9025 | 6230.2036 | 10723.4925 | 6896.6027 | 9759.1704 | 7876.5472 | 11107.348 | 13370.0602 | 13269.7235 | 11916.6504
NEM | Hydro | 14320.7455 | 12503.5209 | 15967.7034 | 14867.6124 | 16173.8231 | 15398.4308 | 15975.2542 | 17006.1998 | 15685.9889 | 14158.907 | 13415.7028 | 16438.8208 | 14477.3882 | 13676.8532 | 12934.1366 | 13311.1654 | 14405.837 | 14661.5873 | 13941.7882 | 12905.1369 | 16008.7877 | 14585.6425 | 13996.7164 | 13692.6777 | 13889.1503
NEM | Hydrogen Turbine | 0 | 0 | 0 | 0 | 0 | 0 | 0 | 0 | 0 | 0 | 0 | 0 | 0 | 0 | 0 | 0 | 0 | 0 | 0 | 0 | 0 | 0 | 0 | 0 | 0
NEM | Wind | 42943.9213 | 47043.7965 | 51429.4229 | 82665.8974 | 85152.7525 | 88965.8158 | 86320.7335 | 85663.8166 | 89843.0615 | 91699.3365 | 93222.3081 | 93292.4495 | 93709.8949 | 93533.3197 | 95521.4182 | 92439.2137 | 93696.6426 | 91992.053 | 97901.3872 | 98142.3883 | 104585.6481 | 104563.2154 | 101307.335 | 104480.7218 | 108539.4189
NEM | Solar PV | 24796.956 | 27157.1989 | 25372.406 | 32778.9293 | 37566.7085 | 37456.3136 | 38156.8829 | 39306.653 | 47748.4681 | 47748.0651 | 49653.3188 | 45077.9659 | 46936.6877 | 47423.6139 | 48450.6693 | 51489.5621 | 51726.0374 | 55739.1115 | 57530.2149 | 58406.6571 | 49513.7243 | 53765.9518 | 57400.0178 | 54303.0874 | 56486.0319
NEM | Grid Battery | 1577.2162 | 3172.0088 | 3786.7294 | 8603.7693 | 9480.6701 | 9130.7138 | 9529.8316 | 9515.109 | 10223.8072 | 10135.1009 | 10522.2334 | 10362.1142 | 10399.39 | 10253.0963 | 9592.949 | 12346.0979 | 12181.2808 | 12853.5887 | 13216.9381 | 13320.5706 | 13111.6301 | 12190.405 | 12663.9729 | 7112.4328 | 10538.1158
NEM | PHES | 1173.3994 | 1195.0718 | 1136.0829 | 1789.4927 | 9599.309 | 9028.0201 | 10298.1751 | 10460.0638 | 10586.306 | 10757.9786 | 10945.4973 | 11127.4734 | 10561.0292 | 10894.0828 | 10200.7124 | 10651.3341 | 10224.6845 | 10198.2112 | 10890.1818 | 10672.5093 | 9431.2043 | 9425.7843 | 9307.45 | 9650.6705 | 9937.68
NEM | VPP | 204.7119 | 228.8947 | 247.1198 | 238.5197 | 353.8642 | 479.7959 | 657.3411 | 856.7376 | 1074.1234 | 1324.5015 | 1658.4632 | 1982.3038 | 2351.6735 | 2735.0693 | 3031.1706 | 3618.9284 | 4104.541 | 4636.1163 | 5326.6219 | 6026.8117 | 6465.7452 | 7436.7677 | 8105.5411 | 8761.2316 | 9224.2138
NEM | USE / DSP | 0.10968 | 0.78143 | 0.4072 | 863.389 | 2.517e-05 | 2.6993e-05 | 7.0112 | 0.58035 | 0.10472 | 0.17766 | 0.20903 | 3.5723 | 1.5555 | 3.7778 | 0.68264 | 9.1964 | 1.9721 | 22.6728 | 13.2659 | 10.6157 | 13.8285 | 13.4232 | 42.8106 | 31.242 | 22.341
Total |  | 184039.2702 | 187620.2804 | 188835.8664 | 178411.1382 | 192126.5764 | 193699.2624 | 197036.9997 | 197410.3094 | 202880.603 | 199863.9424 | 204538.5913 | 208793.742 | 207328.0546 | 207125.459 | 206118.9559 | 212201.8598 | 214378.0039 | 221336.8694 | 224172.9503 | 226892.041 | 229052.488 | 227811.9624 | 230479.1531 | 226479.1462 | 234881.2668
Region | Technology | 2026-27 | 2027-28 | 2028-29 | 2029-30 | 2030-31 | 2031-32 | 2032-33 | 2033-34 | 2034-35 | 2035-36 | 2036-37 | 2037-38 | 2038-39 | 2039-40 | 2040-41 | 2041-42 | 2042-43 | 2043-44 | 2044-45 | 2045-46 | 2046-47 | 2047-48 | 2048-49 | 2049-50 | 2050-51
NSW1 | Black Coal | 31849.4781 | 28423.2282 | 28189.2229 | 6330.0368 | 7479.5126 | 7022.8441 | 7817.9832 | 7648.7047 | 6407.8757 | 5454.306 | 5423.4468 | 6491.3015 | 6654.9973 | 6209.5012 | 0 | 0 | 0 | 0 | 0 | 0 | 0 | 0 | 0 | 0 | 0
NSW1 | Brown Coal | 0 | 0 | 0 | 0 | 0 | 0 | 0 | 0 | 0 | 0 | 0 | 0 | 0 | 0 | 0 | 0 | 0 | 0 | 0 | 0 | 0 | 0 | 0 | 0 | 0
NSW1 | CCGT | 55.4729 | 81.8079 | 448.4837 | 1317.0515 | 1107.9982 | 1046.2976 | 1120.5833 | 1150.6824 | 459.5747 | 136.5778 | 297.8454 | 579.9907 | 732.9016 | 1107.3897 | 1225.4527 | 1381.931 | 1870.749 | 0.00029121 | 0.00027116 | 0.00028681 | 0.00034691 | 0.00035196 | 0.00033855 | 0.00034403 | 0.00035838
NSW1 | Gas - Steam | 0 | 0 | 0 | 0 | 0 | 0 | 0 | 0 | 0 | 0 | 0 | 0 | 0 | 0 | 0 | 0 | 0 | 0 | 0 | 0 | 0 | 0 | 0 | 0 | 0
NSW1 | OCGT / Diesel | 25.5945 | 51.8636 | 97.9099 | 2736.0673 | 593.033 | 137.1135 | 1164.2153 | 159.5987 | 70.4306 | 34.6398 | 28.9766 | 344.6328 | 273.9471 | 764.3066 | 1106.2385 | 1639.3152 | 2069.8125 | 5435.5878 | 3380.3017 | 4753.0406 | 4324.6956 | 6649.0395 | 7789.5425 | 8676.6644 | 6654.3684
NSW1 | Hydro | 3487.3198 | 2971.1201 | 4508.0956 | 3529.9222 | 2958.405 | 3037.0361 | 2858.4727 | 3413.5993 | 3437.355 | 3290.1654 | 2918.2481 | 4158.5536 | 3481.0373 | 3140.1543 | 3094.8358 | 2904.0707 | 3230.4366 | 3532.7498 | 3301.1249 | 2779.2735 | 3871.5927 | 3247.8109 | 2857.2032 | 2887.5899 | 2800.7311
NSW1 | Hydrogen Turbine | 0 | 0 | 0 | 0 | 0 | 0 | 0 | 0 | 0 | 0 | 0 | 0 | 0 | 0 | 0 | 0 | 0 | 0 | 0 | 0 | 0 | 0 | 0 | 0 | 0
NSW1 | Wind | 10785.2999 | 11968.558 | 15300.0294 | 19129.0259 | 20613.1396 | 21302.7149 | 21452.4299 | 21147.9144 | 20896.2524 | 21958.5693 | 22192.5236 | 21358.5372 | 19011.7765 | 19954.4976 | 19709.4732 | 19368.212 | 19244.2495 | 17855.5415 | 23624.3193 | 24900.3775 | 30143.0521 | 27499.1116 | 27536.5104 | 25818.0074 | 30386.6849
NSW1 | Solar PV | 13577.3715 | 15280.1096 | 14462.9695 | 16772.3399 | 18878.0923 | 18328.761 | 18922.0066 | 18334.9668 | 17169.2207 | 18012.1911 | 18879.9843 | 17026.8556 | 17491.9597 | 18458.2497 | 18252.4176 | 19216.2823 | 18644.7079 | 18132.7302 | 18886.1962 | 18807.2678 | 16381.5507 | 17782.6823 | 18590.2659 | 16393.46 | 15968.9825
NSW1 | Grid Battery | 317.7076 | 1120.5417 | 1113.1979 | 4413.9972 | 4867.4726 | 4688.7267 | 4840.1669 | 4784.3618 | 4722.8024 | 4798.0497 | 4906.9962 | 4850.5889 | 4905.8678 | 4841.8883 | 4640.5955 | 4740.0218 | 4658.0413 | 4576.1827 | 4804.9722 | 4749.0709 | 4233.7333 | 3779.0347 | 3664.1548 | 259.5744 | 264.4197
NSW1 | PHES | 431.6112 | 451.2342 | 460.4892 | 1115.8823 | 4250.4933 | 4075.4551 | 4713.6153 | 4754.7166 | 4370.5922 | 4572.0431 | 4739.4974 | 5068.1093 | 4427.8446 | 4698.1512 | 4198.9142 | 4593.1953 | 4296.0433 | 4356.8505 | 4918.9116 | 4799.2901 | 4290.0511 | 3921.5752 | 3873.5325 | 3989.7351 | 4304.9274
NSW1 | VPP | 79.2182 | 91.1956 | 99.9674 | 96.4766 | 134.3512 | 182.432 | 239.7399 | 307.5386 | 379.4581 | 472.8101 | 577.1106 | 704.6176 | 840.6894 | 988.5754 | 1125.9159 | 1310.1426 | 1493.6457 | 1677.3833 | 1946.1422 | 2182.3236 | 2314.4616 | 2668.5703 | 2854.1482 | 3029.0503 | 3202.4216
NSW1 | USE / DSP | 4.0828e-06 | 0.69741 | 4.9516e-06 | 133.5674 | 5.7935e-06 | 6.2844e-06 | 0.38275 | 7.3066e-06 | 6.9059e-06 | 7.0289e-06 | 7.8394e-06 | 8.862e-06 | 9.8191e-06 | 0.090011 | 1.2054e-05 | 0.90496 | 0.64984 | 0.60968 | 0.91702 | 0.03702 | 0.53202 | 0.26417 | 2.088 | 0.24403 | 0.55703
Total |  | 60609.0737 | 60440.3563 | 64680.3655 | 55574.367 | 60882.4979 | 59821.3811 | 63129.596 | 61702.0833 | 57913.5618 | 58729.3523 | 59964.629 | 60583.1872 | 57821.0211 | 60162.8039 | 53353.8431 | 55154.0759 | 55508.3357 | 55567.6357 | 60862.8854 | 62970.6813 | 65559.6694 | 65548.089 | 67167.4459 | 61054.3259 | 63583.0929
Region | Technology | 2026-27 | 2027-28 | 2028-29 | 2029-30 | 2030-31 | 2031-32 | 2032-33 | 2033-34 | 2034-35 | 2035-36 | 2036-37 | 2037-38 | 2038-39 | 2039-40 | 2040-41 | 2041-42 | 2042-43 | 2043-44 | 2044-45 | 2045-46 | 2046-47 | 2047-48 | 2048-49 | 2049-50 | 2050-51
QLD1 | Black Coal | 38710.2013 | 39286.8606 | 39113.5753 | 11344.2636 | 13439.1596 | 13784.1437 | 14166.7398 | 13403.8559 | 11768.3832 | 11094.9048 | 11327.8015 | 13940.1625 | 12747.9643 | 12530.7338 | 13451.8347 | 13470.4832 | 10101.895 | 10138.7411 | 9471.4595 | 10388.9737 | 10047.214 | 8504.1369 | 8298.0076 | 9178.7803 | 9382.2118
QLD1 | Brown Coal | 0 | 0 | 0 | 0 | 0 | 0 | 0 | 0 | 0 | 0 | 0 | 0 | 0 | 0 | 0 | 0 | 0 | 0 | 0 | 0 | 0 | 0 | 0 | 0 | 0
QLD1 | CCGT | 911.2169 | 968.4781 | 1802.5743 | 3459.4113 | 2587.2189 | 2885.4881 | 2436.3763 | 3183.8188 | 1912.0244 | 1320.6991 | 1675.8616 | 2084.9551 | 2741.8662 | 2687.5623 | 3029.2896 | 3299.8385 | 4179.7389 | 4423.4617 | 3444.21 | 1989.775 | 6191.9012 | 6219.2863 | 5987.2404 | 5998.5774 | 4945.4517
QLD1 | Gas - Steam | 0 | 0 | 0 | 0 | 0 | 0 | 0 | 0 | 0 | 0 | 0 | 0 | 0 | 0 | 0 | 0 | 0 | 0 | 0 | 0 | 0 | 0 | 0 | 0 | 0
QLD1 | OCGT / Diesel | 6.0497 | 10.0719 | 41.9689 | 712.1091 | 17.0059 | 29.3327 | 91.6499 | 37.3024 | 9.3685 | 36.9479 | 88.5352 | 314.0673 | 384.3451 | 733.6481 | 905.6963 | 1064.959 | 2455.0733 | 2881.7987 | 2175.1741 | 2919.2312 | 1645.6146 | 2073.7111 | 1857.931 | 817.3768 | 53.6682
QLD1 | Hydro | 683.5553 | 653.6632 | 682.3662 | 671.2074 | 673.0382 | 677.6577 | 628.4211 | 691.2375 | 637.258 | 633.019 | 654.1568 | 221.9857 | 211.7051 | 200.154 | 201.6637 | 217.5541 | 0.065611 | 0.065611 | 2.3582e-07 | 2.3451e-07 | 0.19683 | 2.3571e-07 | 0.62804 | 2.663e-07 | 7.9961e-07
QLD1 | Hydrogen Turbine | 0 | 0 | 0 | 0 | 0 | 0 | 0 | 0 | 0 | 0 | 0 | 0 | 0 | 0 | 0 | 0 | 0 | 0 | 0 | 0 | 0 | 0 | 0 | 0 | 0
QLD1 | Wind | 7190.73 | 7462.3408 | 8351.3502 | 21793.3264 | 23530.2055 | 23020.423 | 23847.3025 | 22317.5465 | 21393.0778 | 21686.2074 | 21687.928 | 22476.2145 | 22080.9069 | 22419.5156 | 21958.1989 | 22763.735 | 21783.3458 | 22013.9274 | 21269.5962 | 21023.7299 | 22831.5672 | 22450.936 | 21906.9042 | 24723.7363 | 28376.4982
QLD1 | Solar PV | 7085.2929 | 7260.9848 | 6409.493 | 9265.8065 | 11810.0918 | 12346.5182 | 12260.8569 | 14248.7076 | 20408.0548 | 19882.0646 | 20336.511 | 18616.9659 | 19566.7352 | 19110.7915 | 20507.8976 | 22005.8112 | 22930.6604 | 23962.4356 | 23912.0179 | 24128.3027 | 19841.3781 | 22269.3024 | 25703.2788 | 25754.3148 | 27568.3175
QLD1 | Grid Battery | 162.2917 | 168.5121 | 173.5733 | 1264.7588 | 1298.7203 | 1281.9239 | 1329.4866 | 1323.7071 | 1313.4197 | 1327.0283 | 1332.8007 | 1317.3389 | 1336.2502 | 1322.5904 | 1306.0517 | 2788.7244 | 2792.9359 | 3336.2304 | 3403.5411 | 3380.1647 | 4176.3308 | 4346.0707 | 5664.2186 | 4531.3834 | 6691.0074
QLD1 | PHES | 741.7882 | 743.8376 | 675.5935 | 673.6101 | 5348.8153 | 4952.5645 | 5584.5593 | 5705.3467 | 6215.7133 | 6185.935 | 6205.9993 | 6059.3635 | 6133.184 | 6195.9309 | 6001.7976 | 6058.1381 | 5928.6404 | 5841.3599 | 5971.2693 | 5873.2182 | 5141.1522 | 5504.2081 | 5433.9164 | 5660.9342 | 5632.7512
QLD1 | VPP | 29.9741 | 38.7421 | 47.6242 | 49.275 | 78.0411 | 114.2218 | 159.3518 | 209.2234 | 263.8688 | 334.2645 | 414.1727 | 499.0146 | 597.6944 | 701.3284 | 816.8061 | 955.9973 | 1094.4067 | 1247.1568 | 1416.2456 | 1584.4281 | 1748.3127 | 1967.8148 | 2157.4183 | 2358.1158 | 2485.9436
QLD1 | USE / DSP | 4.0191e-06 | 4.305e-06 | 0.40718 | 429.4247 | 5.473e-06 | 5.8686e-06 | 0.30401 | 0.58033 | 0.10469 | 7.0384e-06 | 7.78e-06 | 0.73501 | 9.6099e-06 | 0.41501 | 1.1462e-05 | 2.4396 | 0.39701 | 1.696 | 5.2751 | 1.09 | 5.943 | 3.4334 | 22.046 | 15.4326 | 12.882
Total |  | 55521.1001 | 56593.4912 | 57298.5262 | 49663.1931 | 58782.2966 | 59092.2738 | 60505.0482 | 61121.3262 | 63921.2732 | 62501.0705 | 63723.7667 | 65530.803 | 65800.6515 | 65902.67 | 68179.2361 | 72627.6803 | 71267.159 | 73846.873 | 71068.7889 | 71288.9136 | 71629.6106 | 73338.8996 | 77031.5892 | 79038.6516 | 85148.7316
Region | Technology | 2026-27 | 2027-28 | 2028-29 | 2029-30 | 2030-31 | 2031-32 | 2032-33 | 2033-34 | 2034-35 | 2035-36 | 2036-37 | 2037-38 | 2038-39 | 2039-40 | 2040-41 | 2041-42 | 2042-43 | 2043-44 | 2044-45 | 2045-46 | 2046-47 | 2047-48 | 2048-49 | 2049-50 | 2050-51
VIC1 | Black Coal | 0 | 0 | 0 | 0 | 0 | 0 | 0 | 0 | 0 | 0 | 0 | 0 | 0 | 0 | 0 | 0 | 0 | 0 | 0 | 0 | 0 | 0 | 0 | 0 | 0
VIC1 | Brown Coal | 26242.43 | 27152.1007 | 19269.7308 | 5547.8397 | 5678.4259 | 5795.1517 | 5033.3252 | 6227.1123 | 5847.8648 | 5417.0956 | 5505.7403 | 5877.1458 | 4216.4342 | 3384.3369 | 5410.471 | 5656.2063 | 5654.4217 | 5947.8323 | 5540.279 | 5269.4312 | 5806.2563 | 0 | 0 | 0 | 0
VIC1 | CCGT | 0 | 0 | 0 | 0 | 0 | 0 | 0 | 0 | 0 | 0 | 0 | 0 | 0 | 0 | 0 | 0 | 0 | 0 | 0 | 0 | 0 | 0 | 0 | 0 | 0
VIC1 | Gas - Steam | 52.8417 | 19.9725 | 127.0454 | 151.5875 | 256.9448 | 197.9371 | 800.9603 | 205.2878 | 89.2408 | 49.1163 | 63.6647 | 127.9768 | 184.3952 | 0 | 0 | 0 | 0 | 0 | 0 | 0 | 0 | 0 | 0 | 0 | 0
VIC1 | OCGT / Diesel | 58.6932 | 11.7346 | 93.4111 | 1192.1496 | 293.7595 | 222.8902 | 763.6914 | 171.6516 | 80.4598 | 56.4357 | 44.3361 | 245.5703 | 209.7582 | 376.3565 | 294.7596 | 661.0168 | 342.8599 | 977.7588 | 806.5205 | 1429.2143 | 1328.0252 | 1686.5642 | 3061.6667 | 3103.5979 | 4587.3026
VIC1 | Hydro | 3241.9559 | 2725.0396 | 4071.3098 | 3383.6504 | 2926.8425 | 2938.0794 | 2681.6505 | 3263.0413 | 3364.992 | 3187.1549 | 2682.9017 | 4026.4567 | 3356.251 | 2923.9327 | 2909.0905 | 2660.5472 | 3241.403 | 3363.7812 | 3187.0608 | 2684.2604 | 4026.9368 | 3381.7862 | 2919.8885 | 2922.2413 | 2657.2087
VIC1 | Hydrogen Turbine | 0 | 0 | 0 | 0 | 0 | 0 | 0 | 0 | 0 | 0 | 0 | 0 | 0 | 0 | 0 | 0 | 0 | 0 | 0 | 0 | 0 | 0 | 0 | 0 | 0
VIC1 | Wind | 14250.029 | 14819.8285 | 15469.7757 | 25781.4556 | 25117.8324 | 27689.6315 | 24984.3517 | 26412.5276 | 32057.9571 | 32460.9304 | 33542.5577 | 34204.4203 | 37434.422 | 37616.3896 | 39905.4332 | 36850.8311 | 38319.5686 | 38589.9007 | 38680.5585 | 37705.2146 | 35485.1018 | 36147.3705 | 34187.1077 | 35523.1602 | 32645.1521
VIC1 | Solar PV | 2531.6445 | 2607.9895 | 2705.5997 | 4788.0006 | 4929.5732 | 4803.4232 | 5023.1458 | 4833.659 | 8298.8216 | 7956.9043 | 8415.5458 | 7607.4729 | 7939.0143 | 7932.8055 | 7723.6554 | 8265.5865 | 8195.7849 | 8583.3404 | 8757.3745 | 9214.4767 | 8009.176 | 8641.1668 | 8208.4131 | 7520.3743 | 7736.1864
VIC1 | Grid Battery | 899.6066 | 1689.9958 | 2318.3757 | 2300.0553 | 2591.661 | 2466.3511 | 2627.7244 | 2676.8839 | 3485.266 | 3300.6606 | 3541.122 | 3467.7355 | 3423.9039 | 3356.1283 | 2951.9635 | 3117.7218 | 3096.3089 | 3108.6777 | 3116.6929 | 3260.2014 | 2902.6759 | 2308.0315 | 1622.6859 | 1178.3379 | 1188.7665
VIC1 | PHES | 0 | 0 | 5.5968e-05 | 0.0001582 | 0.00019449 | 0.00019647 | 0.00019345 | 0.00019743 | 0.00020865 | 0.00021628 | 0.00021341 | 0.00020923 | 0.00021143 | 0.00021854 | 0.00021694 | 0.00023039 | 0.00022648 | 0.00027776 | 0.00029695 | 0.00029291 | 0.00030935 | 0.00031394 | 0.00035369 | 0.00035236 | 0.0004418
VIC1 | VPP | 37.6294 | 41.6522 | 44.6749 | 44.5936 | 78.1516 | 105.9283 | 160.2056 | 222.1097 | 294.2506 | 348.8805 | 468.2362 | 552.6328 | 649.5636 | 747.7585 | 757.7806 | 965.9019 | 1088.4741 | 1235.3185 | 1422.542 | 1657.637 | 1750.5894 | 2080.5472 | 2319.0033 | 2530.183 | 2653.9657
VIC1 | USE / DSP | 3.9194e-06 | 4.2257e-06 | 5.159e-06 | 35.7023 | 6.0396e-06 | 6.435e-06 | 5.327 | 7.4735e-06 | 6.8713e-06 | 6.9378e-06 | 7.6431e-06 | 8.6907e-06 | 9.3921e-06 | 0.05001 | 1.1177e-05 | 3.7168 | 0.014014 | 7.174 | 1.5532 | 0.062019 | 2.7564 | 0.63921 | 7.419 | 0.21203 | 0.34703
Total |  | 47314.8303 | 49068.3134 | 44099.923 | 43225.0349 | 41873.1912 | 44219.3929 | 42080.3821 | 44012.2734 | 53518.853 | 52777.1784 | 54264.1046 | 56109.4115 | 57413.7427 | 56337.7581 | 59953.1539 | 58181.5286 | 59938.8353 | 61813.7838 | 61512.5817 | 61220.4979 | 59311.5182 | 54246.1059 | 52326.1845 | 52778.1071 | 51468.9294
Region | Technology | 2026-27 | 2027-28 | 2028-29 | 2029-30 | 2030-31 | 2031-32 | 2032-33 | 2033-34 | 2034-35 | 2035-36 | 2036-37 | 2037-38 | 2038-39 | 2039-40 | 2040-41 | 2041-42 | 2042-43 | 2043-44 | 2044-45 | 2045-46 | 2046-47 | 2047-48 | 2048-49 | 2049-50 | 2050-51
SA1 | Black Coal | 0 | 0 | 0 | 0 | 0 | 0 | 0 | 0 | 0 | 0 | 0 | 0 | 0 | 0 | 0 | 0 | 0 | 0 | 0 | 0 | 0 | 0 | 0 | 0 | 0
SA1 | Brown Coal | 0 | 0 | 0 | 0 | 0 | 0 | 0 | 0 | 0 | 0 | 0 | 0 | 0 | 0 | 0 | 0 | 0 | 0 | 0 | 0 | 0 | 0 | 0 | 0 | 0
SA1 | CCGT | 868.6929 | 226.1343 | 1383.9023 | 1762.799 | 1521.2715 | 1333.688 | 1594.6514 | 1611.331 | 760.2288 | 322.3407 | 475.4767 | 6.9617e-05 | 7.1701e-05 | 7.8065e-05 | 7.8424e-05 | 0.00026609 | 0.00027699 | 0.00080486 | 0.00073831 | 0.000778 | 0.00078183 | 0.00079075 | 0.00076695 | 0.00076851 | 0.00076566
SA1 | Gas - Steam | 0 | 0 | 0 | 0 | 0 | 0 | 0 | 0 | 0 | 0 | 0 | 0 | 0 | 0 | 0 | 0 | 0 | 0 | 0 | 0 | 0 | 0 | 0 | 0 | 0
SA1 | OCGT / Diesel | 241.539 | 86.755 | 328.1703 | 2050.2129 | 823.2453 | 785.2591 | 1099.6652 | 800.7542 | 313.2917 | 115.4957 | 189.1737 | 503.236 | 743.8016 | 811.7962 | 963.4747 | 1161.019 | 1361.999 | 1428.3103 | 534.3109 | 657.0745 | 578.0305 | 697.6441 | 660.6363 | 665.7611 | 621.3112
SA1 | Hydro | 0 | 0 | 0 | 0 | 0 | 0 | 0 | 0 | 0 | 0 | 0 | 0 | 0 | 0 | 0 | 0 | 0 | 0 | 0 | 0 | 0 | 0 | 0 | 0 | 0
SA1 | Hydrogen Turbine | 0 | 0 | 0 | 0 | 0 | 0 | 0 | 0 | 0 | 0 | 0 | 0 | 0 | 0 | 0 | 0 | 0 | 0 | 0 | 0 | 0 | 0 | 0 | 0 | 0
SA1 | Wind | 7714.373 | 8513.4844 | 7837.1151 | 9924.1158 | 9863.8481 | 10305.9413 | 9236.6993 | 9005.508 | 8561.8877 | 8885.982 | 8346.9247 | 7944.3895 | 7685.0329 | 6749.9289 | 7033.676 | 6588.5587 | 7534.4783 | 6418.637 | 7468.6561 | 6936.0444 | 8642.9 | 10739.7645 | 10656.3016 | 11138.5909 | 10704.1296
SA1 | Solar PV | 1602.647 | 2008.1149 | 1794.3438 | 1952.7823 | 1948.9512 | 1977.6111 | 1950.8736 | 1889.3196 | 1872.3709 | 1896.9051 | 2021.2776 | 1826.6714 | 1938.9785 | 1921.767 | 1966.6988 | 2001.8821 | 1954.8841 | 5060.6053 | 5974.6262 | 6256.6097 | 5281.6195 | 5072.8003 | 4898.0599 | 4634.9381 | 5212.5454
SA1 | Grid Battery | 197.6098 | 192.9587 | 181.5819 | 624.9574 | 722.8157 | 693.7115 | 732.4531 | 730.1557 | 702.3185 | 709.3616 | 741.3139 | 726.4502 | 733.3672 | 732.4883 | 694.3373 | 1699.6287 | 1633.9935 | 1832.4966 | 1891.7305 | 1931.132 | 1798.8882 | 1757.2663 | 1712.9117 | 1143.135 | 2393.92
SA1 | PHES | 0 | 0 | 2.4253e-05 | 3.9839e-05 | 5.2058e-05 | 5.2755e-05 | 5.2138e-05 | 5.2462e-05 | 5.4924e-05 | 5.673e-05 | 5.9134e-05 | 6.5285e-05 | 6.5371e-05 | 6.8305e-05 | 6.9808e-05 | 8.4575e-05 | 8.3857e-05 | 0.00010063 | 0.00011146 | 0.000112 | 0.00012034 | 0.00012568 | 0.0001416 | 0.00014395 | 0.00016618
SA1 | VPP | 56.176 | 55.0913 | 52.7616 | 45.1309 | 59.1393 | 72.3104 | 91.7028 | 109.1868 | 125.5617 | 153.701 | 181.2381 | 208.1581 | 241.2661 | 271.3108 | 302.1785 | 348.2514 | 386.2787 | 428.9898 | 483.6981 | 538.3105 | 587.2462 | 641.8764 | 687.565 | 732.2489 | 775.9383
SA1 | USE / DSP | 0.10967 | 0.084004 | 5.3935e-06 | 264.6601 | 6.172e-06 | 6.5997e-06 | 0.98144 | 7.7807e-06 | 7.2275e-06 | 0.17763 | 0.20901 | 2.8373 | 1.5555 | 3.2228 | 0.6826 | 2.108 | 0.91122 | 13.1931 | 5.5115 | 9.4267 | 4.588 | 9.0865 | 11.2575 | 15.3533 | 8.5429
Total |  | 10681.1475 | 11082.6226 | 11577.8751 | 16624.6584 | 14939.2712 | 15168.5215 | 14707.0269 | 14146.2554 | 12335.6593 | 12083.9637 | 11955.6137 | 11211.7426 | 11344.0019 | 10490.5141 | 10961.0481 | 11801.4482 | 12872.5451 | 15182.2329 | 16358.5341 | 16328.5987 | 16893.2733 | 18918.4389 | 18626.7329 | 18330.0283 | 19716.3885
Region | Technology | 2026-27 | 2027-28 | 2028-29 | 2029-30 | 2030-31 | 2031-32 | 2032-33 | 2033-34 | 2034-35 | 2035-36 | 2036-37 | 2037-38 | 2038-39 | 2039-40 | 2040-41 | 2041-42 | 2042-43 | 2043-44 | 2044-45 | 2045-46 | 2046-47 | 2047-48 | 2048-49 | 2049-50 | 2050-51
TAS1 | Black Coal | 0 | 0 | 0 | 0 | 0 | 0 | 0 | 0 | 0 | 0 | 0 | 0 | 0 | 0 | 0 | 0 | 0 | 0 | 0 | 0 | 0 | 0 | 0 | 0 | 0
TAS1 | Brown Coal | 0 | 0 | 0 | 0 | 0 | 0 | 0 | 0 | 0 | 0 | 0 | 0 | 0 | 0 | 0 | 0 | 0 | 0 | 0 | 0 | 0 | 0 | 0 | 0 | 0
TAS1 | CCGT | 6.5712e-06 | 6.6018e-06 | 6.623e-06 | 5.1244e-06 | 1.6551e-05 | 1.6677e-05 | 1.8769e-05 | 1.9481e-05 | 2.0768e-05 | 2.1981e-05 | 2.2872e-05 | 2.4993e-05 | 2.706e-05 | 2.8762e-05 | 3.0017e-05 | 3.3396e-05 | 3.4232e-05 | 3.6186e-05 | 3.8692e-05 | 4.1164e-05 | 4.501e-05 | 4.712e-05 | 4.9539e-05 | 5.4049e-05 | 5.7068e-05
TAS1 | Gas - Steam | 0 | 0 | 0 | 0 | 0 | 0 | 0 | 0 | 0 | 0 | 0 | 0 | 0 | 0 | 0 | 0 | 0 | 0 | 0 | 0 | 0 | 0 | 0 | 0 | 0
TAS1 | OCGT / Diesel | 1.271e-05 | 1.3167e-05 | 1.447e-05 | 3.3862e-06 | 1.8736 | 0.02634 | 1.9287 | 1.0493 | 2.246e-05 | 1.3159 | 2.3984e-05 | 0.003172 | 0.024647 | 0.014899 | 2.3157e-05 | 1.5926 | 0.45885 | 0.036971 | 0.29547 | 0.60989 | 0.18139 | 0.38915 | 0.2837 | 6.3233 | 2.9403e-05
TAS1 | Hydro | 6907.9145 | 6153.6979 | 6705.9318 | 7282.8324 | 9615.5373 | 8745.6575 | 9806.7099 | 9638.3218 | 8246.384 | 7048.5677 | 7160.3962 | 8031.8247 | 7428.3947 | 7412.6122 | 6728.5467 | 7528.9934 | 7933.9318 | 7764.9907 | 7453.6025 | 7441.6029 | 8110.0613 | 7956.0453 | 8218.9968 | 7882.8465 | 8431.2105
TAS1 | Hydrogen Turbine | 0 | 0 | 0 | 0 | 0 | 0 | 0 | 0 | 0 | 0 | 0 | 0 | 0 | 0 | 0 | 0 | 0 | 0 | 0 | 0 | 0 | 0 | 0 | 0 | 0
TAS1 | Wind | 3003.4894 | 4279.5848 | 4471.1525 | 6037.9737 | 6027.7268 | 6647.1051 | 6799.9501 | 6780.3201 | 6933.8865 | 6707.6475 | 7452.3742 | 7308.888 | 7497.7567 | 6792.9881 | 6914.6369 | 6867.8769 | 6815.0005 | 7114.0464 | 6858.2572 | 7577.0218 | 7483.027 | 7726.0329 | 7020.5111 | 7277.2269 | 6426.9541
TAS1 | Solar PV | 1.65e-05 | 2.0589e-05 | 2.2271e-05 | 3.1084e-05 | 3.2576e-05 | 3.9109e-05 | 4.5415e-05 | 5.3435e-05 | 4.917e-05 | 5.143e-05 | 5.1823e-05 | 4.6702e-05 | 5.0534e-05 | 7.1309e-05 | 6.7748e-05 | 7.3966e-05 | 8.7615e-05 | 8.5566e-05 | 9.1386e-05 | 9.4139e-05 | 8.6814e-05 | 9.7022e-05 | 0.00010485 | 0.00010278 | 0.00011038
TAS1 | Grid Battery | 0.000485 | 0.00051028 | 0.00050993 | 0.00051888 | 0.00051905 | 0.00052932 | 0.00053828 | 0.00055344 | 0.00059636 | 0.00066265 | 0.00070981 | 0.000778 | 0.00084702 | 0.00099409 | 0.001067 | 0.0012406 | 0.0012639 | 0.0013526 | 0.001489 | 0.0015509 | 0.0018038 | 0.0018299 | 0.00192 | 0.0020895 | 0.0022509
TAS1 | PHES | 0 | 0 | 0.0001429 | 0.00014828 | 0.00018024 | 0.00019119 | 0.00022492 | 0.0002379 | 0.00024748 | 0.00026899 | 0.00028384 | 0.00030322 | 0.00032564 | 0.00035135 | 0.00037542 | 0.00041407 | 0.00043563 | 0.00046447 | 0.00050299 | 0.00053251 | 0.00059055 | 0.00061167 | 0.00064514 | 0.00070998 | 0.00074899
TAS1 | VPP | 1.7142 | 2.2136 | 2.0917 | 3.0436 | 4.181 | 4.9033 | 6.3409 | 8.679 | 10.9842 | 14.8454 | 17.7057 | 17.8807 | 22.46 | 26.0962 | 28.4895 | 38.6353 | 41.7358 | 47.2679 | 57.994 | 64.1126 | 65.1353 | 77.959 | 87.4064 | 111.6336 | 105.9446
TAS1 | USE / DSP | 1.2849e-06 | 1.3789e-06 | 1.472e-06 | 0.034426 | 1.6919e-06 | 1.8052e-06 | 0.016002 | 2.0738e-06 | 2.1999e-06 | 2.3608e-06 | 2.5119e-06 | 2.6911e-06 | 2.8764e-06 | 3.0833e-06 | 3.285e-06 | 0.027003 | 3.7692e-06 | 4.0411e-06 | 0.0090043 | 4.6085e-06 | 0.0090049 | 5.2926e-06 | 5.6367e-06 | 6.1294e-06 | 0.012006
Total |  | 9913.1185 | 10435.4968 | 11179.1766 | 13323.8848 | 15649.3195 | 15397.6931 | 16614.9464 | 16428.3712 | 15191.2557 | 13772.3775 | 14630.4772 | 15358.5978 | 14948.6373 | 14231.7129 | 13671.6747 | 14437.1269 | 14791.1287 | 14926.344 | 14370.1602 | 15083.3495 | 15658.4166 | 15760.429 | 15327.2007 | 15278.0332 | 14964.1245
Explicitly modelled pumping
Region | Technology | 2026-27 | 2027-28 | 2028-29 | 2029-30 | 2030-31 | 2031-32 | 2032-33 | 2033-34 | 2034-35 | 2035-36 | 2036-37 | 2037-38 | 2038-39 | 2039-40 | 2040-41 | 2041-42 | 2042-43 | 2043-44 | 2044-45 | 2045-46 | 2046-47 | 2047-48 | 2048-49 | 2049-50 | 2050-51
NEM | Grid Battery Pump | 1856.7886 | 3766.5845 | 4487.6298 | 10280.74 | 11348.5041 | 10922.8479 | 11401.3548 | 11374.296 | 12233.4112 | 12112.7051 | 12579.6527 | 12397.7511 | 12454.4439 | 12236.8366 | 11508.6771 | 14756.9494 | 14606.8763 | 15388.1443 | 15832.572 | 15998.7538 | 15682.2107 | 14636.4875 | 15203.1164 | 8542.9879 | 12652.1143
NEM | PHES Pump | 3471.1611 | 3586.7677 | 3826.019 | 4104.6697 | 14545.8365 | 13775.8406 | 15214.2542 | 15514.934 | 15713.7603 | 15935.2441 | 16873.5793 | 16357.6 | 15804.5989 | 16107.0174 | 15257.5225 | 15752.682 | 15355.9655 | 14908.0856 | 16207.7638 | 16098.0531 | 13864.0306 | 13654.4163 | 14010.0087 | 14199.2061 | 14637.056
NEM | VPP Pump | 240.3493 | 269.8045 | 290.9295 | 279.9239 | 416.6054 | 564.782 | 773.3755 | 1007.6226 | 1264.8553 | 1557.1968 | 1950.8162 | 2334.1563 | 2770.5569 | 3211.8079 | 3575.0625 | 4249.5595 | 4834.2382 | 5451.4019 | 6263.3998 | 7108.1643 | 7591.0042 | 8758.8425 | 9525.6222 | 10314.3128 | 10843.7925
Region | Technology | 2026-27 | 2027-28 | 2028-29 | 2029-30 | 2030-31 | 2031-32 | 2032-33 | 2033-34 | 2034-35 | 2035-36 | 2036-37 | 2037-38 | 2038-39 | 2039-40 | 2040-41 | 2041-42 | 2042-43 | 2043-44 | 2044-45 | 2045-46 | 2046-47 | 2047-48 | 2048-49 | 2049-50 | 2050-51
NSW1 | Grid Battery Pump | 373.127 | 1342.4514 | 1334.8681 | 5306.7724 | 5862.6903 | 5635.6129 | 5824.4544 | 5755.3669 | 5690.5987 | 5765.7649 | 5903.9817 | 5840.7027 | 5908.5058 | 5816.9679 | 5600.7382 | 5686.733 | 5606.6929 | 5504.5146 | 5781.8074 | 5731.3522 | 5076.9152 | 4547.2042 | 4405.8693 | 305.3817 | 311.0827
NSW1 | PHES Pump | 2400.2681 | 2511.5291 | 2846.2817 | 3134.0941 | 7442.628 | 7154.6703 | 7827.5398 | 7955.0578 | 7455.4631 | 7734.2562 | 8620.4448 | 8300.3277 | 7682.417 | 7886.6636 | 7240.9357 | 7711.4985 | 7495.725 | 7178.4076 | 8269.8301 | 8247.6311 | 7088.0969 | 6360.4614 | 6762.9918 | 6696.6382 | 7222.1535
NSW1 | VPP Pump | 92.9938 | 107.5256 | 117.6559 | 113.2227 | 158.3354 | 214.3773 | 282.1039 | 361.7417 | 447.2283 | 555.4587 | 678.9511 | 829.7243 | 990.3248 | 1161.0142 | 1328.3656 | 1537.6211 | 1757.2527 | 1973.4072 | 2289.5662 | 2574.5906 | 2715.7927 | 3140.8597 | 3356.4938 | 3563.5994 | 3767.5547
Region | Technology | 2026-27 | 2027-28 | 2028-29 | 2029-30 | 2030-31 | 2031-32 | 2032-33 | 2033-34 | 2034-35 | 2035-36 | 2036-37 | 2037-38 | 2038-39 | 2039-40 | 2040-41 | 2041-42 | 2042-43 | 2043-44 | 2044-45 | 2045-46 | 2046-47 | 2047-48 | 2048-49 | 2049-50 | 2050-51
QLD1 | Grid Battery Pump | 191.1569 | 199.0048 | 205.4607 | 1519.7599 | 1561.0261 | 1545.0473 | 1593.856 | 1591.2352 | 1579.2414 | 1596.7091 | 1600.6981 | 1586.9661 | 1604.6347 | 1588.6264 | 1571.9003 | 3356.6216 | 3362.7778 | 4015.5464 | 4095.5627 | 4072.46 | 5029.1541 | 5229.993 | 6822.6475 | 5461.8377 | 8051.6715
QLD1 | PHES Pump | 1070.893 | 1075.2385 | 979.737 | 970.5752 | 7103.208 | 6621.1697 | 7386.7138 | 7559.8756 | 8258.2966 | 8200.9872 | 8253.1338 | 8057.2715 | 8122.1811 | 8220.353 | 8016.5859 | 8041.1826 | 7860.2396 | 7729.6769 | 7937.9325 | 7850.4207 | 6775.9324 | 7293.9535 | 7247.0154 | 7502.5663 | 7414.9007
QLD1 | VPP Pump | 35.1961 | 45.5813 | 56.1546 | 57.8459 | 91.8152 | 134.7191 | 187.138 | 246.1528 | 310.4835 | 393.5838 | 486.8906 | 588.4148 | 702.6193 | 824.3229 | 961.6582 | 1124.8868 | 1287.4401 | 1467.7975 | 1664.8826 | 1866.2123 | 2056.6927 | 2313.3056 | 2539.2236 | 2776.5398 | 2921.0648
Region | Technology | 2026-27 | 2027-28 | 2028-29 | 2029-30 | 2030-31 | 2031-32 | 2032-33 | 2033-34 | 2034-35 | 2035-36 | 2036-37 | 2037-38 | 2038-39 | 2039-40 | 2040-41 | 2041-42 | 2042-43 | 2043-44 | 2044-45 | 2045-46 | 2046-47 | 2047-48 | 2048-49 | 2049-50 | 2050-51
VIC1 | Grid Battery Pump | 1058.3715 | 1995.3373 | 2731.5873 | 2704.2827 | 3056.1546 | 2909.9192 | 3102.5853 | 3151.7088 | 4119.8982 | 3897.8694 | 4184.7017 | 4097.3888 | 4058.2993 | 3953.2269 | 3499.4381 | 3670.6959 | 3669.2149 | 3662.342 | 3677.8681 | 3862.8651 | 3416.537 | 2736.6376 | 1917.6967 | 1397.3004 | 1406.8683
VIC1 | PHES Pump | 0 | 0 | 7.4241e-05 | 0.00020895 | 0.00025452 | 0.00025924 | 0.00025441 | 0.00025996 | 0.00027447 | 0.00028453 | 0.00028177 | 0.00027404 | 0.00027863 | 0.00028671 | 0.00028773 | 0.00030135 | 0.00029917 | 0.00036437 | 0.00039038 | 0.00038843 | 0.00040391 | 0.00041587 | 0.00046262 | 0.00046627 | 0.00057845
VIC1 | VPP Pump | 44.1915 | 49.1341 | 52.5868 | 52.3085 | 91.9457 | 124.8712 | 188.6673 | 261.1813 | 346.4497 | 409.8869 | 550.8731 | 650.1562 | 766.6245 | 877.2999 | 894.8712 | 1133.0104 | 1285.0361 | 1450.5515 | 1671.9009 | 1956.6228 | 2053.084 | 2455.7036 | 2720.2713 | 2980.0174 | 3119.0091
Region | Technology | 2026-27 | 2027-28 | 2028-29 | 2029-30 | 2030-31 | 2031-32 | 2032-33 | 2033-34 | 2034-35 | 2035-36 | 2036-37 | 2037-38 | 2038-39 | 2039-40 | 2040-41 | 2041-42 | 2042-43 | 2043-44 | 2044-45 | 2045-46 | 2046-47 | 2047-48 | 2048-49 | 2049-50 | 2050-51
SA1 | Grid Battery Pump | 234.1327 | 229.7905 | 215.7132 | 749.9243 | 868.6326 | 832.2679 | 880.4584 | 875.9844 | 843.6722 | 852.3609 | 890.2704 | 872.6927 | 883.0031 | 878.0142 | 836.5992 | 2042.8974 | 1968.1892 | 2205.7396 | 2277.3319 | 2332.0746 | 2159.6023 | 2122.6504 | 2056.9006 | 1378.4657 | 2882.4891
SA1 | PHES Pump | 0 | 0 | 3.2063e-05 | 5.2439e-05 | 6.8463e-05 | 6.9397e-05 | 6.8645e-05 | 6.8985e-05 | 7.2271e-05 | 7.4666e-05 | 7.7866e-05 | 8.5827e-05 | 8.6083e-05 | 8.9761e-05 | 9.2155e-05 | 0.00011109 | 0.00011044 | 0.00013228 | 0.0001467 | 0.0001478 | 0.00015774 | 0.00016597 | 0.00018567 | 0.00018987 | 0.00021819
SA1 | VPP Pump | 65.9564 | 64.957 | 62.0733 | 52.9519 | 69.6048 | 85.0452 | 107.9994 | 128.3429 | 147.7213 | 180.8518 | 213.2002 | 244.8943 | 284.5643 | 318.4699 | 356.4969 | 408.7239 | 455.2055 | 504.1492 | 568.9264 | 634.9697 | 689.1444 | 757.2558 | 806.8017 | 862.2732 | 912.0719
Region | Technology | 2026-27 | 2027-28 | 2028-29 | 2029-30 | 2030-31 | 2031-32 | 2032-33 | 2033-34 | 2034-35 | 2035-36 | 2036-37 | 2037-38 | 2038-39 | 2039-40 | 2040-41 | 2041-42 | 2042-43 | 2043-44 | 2044-45 | 2045-46 | 2046-47 | 2047-48 | 2048-49 | 2049-50 | 2050-51
TAS1 | Grid Battery Pump | 0.00057649 | 0.00060638 | 0.00060594 | 0.00061659 | 0.00061673 | 0.00062909 | 0.00063978 | 0.00065777 | 0.0007088 | 0.00078751 | 0.00084372 | 0.00092466 | 0.0010068 | 0.0011815 | 0.0012684 | 0.0014745 | 0.0015023 | 0.0016077 | 0.0017694 | 0.0018437 | 0.0021439 | 0.0021748 | 0.0022821 | 0.0024837 | 0.0026748
TAS1 | PHES Pump | 0 | 0 | 0.00018875 | 0.00019519 | 0.00023702 | 0.00025182 | 0.00029615 | 0.00031304 | 0.00032576 | 0.00035373 | 0.00037391 | 0.0003989 | 0.00042865 | 0.0004621 | 0.00049469 | 0.00054474 | 0.00057338 | 0.00061126 | 0.00066153 | 0.00070138 | 0.00077675 | 0.00080533 | 0.00084848 | 0.00093533 | 0.00098342
TAS1 | VPP Pump | 2.0115 | 2.6066 | 2.4588 | 3.5949 | 4.9043 | 5.7692 | 7.4669 | 10.2038 | 12.9725 | 17.4156 | 20.9012 | 20.9667 | 26.4239 | 30.7009 | 33.6706 | 45.3174 | 49.3039 | 55.4965 | 68.1237 | 75.7689 | 76.2902 | 91.7178 | 102.8319 | 131.8829 | 124.092

## ML1_Capacity
Installed capacity by technology (MW) - ML1, Progressive Change Scenario
Capacity calculated on 1 July. In early study years some wind and solar projects enter later in the financial year and are therefore reflected in the following financial year's capacity.
Non-scheduled generation including Distributed PV is not shown.
Region | Technology | 2026-27 | 2027-28 | 2028-29 | 2029-30 | 2030-31 | 2031-32 | 2032-33 | 2033-34 | 2034-35 | 2035-36 | 2036-37 | 2037-38 | 2038-39 | 2039-40 | 2040-41 | 2041-42 | 2042-43 | 2043-44 | 2044-45 | 2045-46 | 2046-47 | 2047-48 | 2048-49 | 2049-50 | 2050-51
NEM | Black Coal | 16456 | 16456 | 12922.6608 | 4029.5524 | 4029.5524 | 4029.5524 | 4029.5524 | 3992.1362 | 3992.1362 | 3992.1362 | 3992.1362 | 3992.1362 | 3992.1362 | 3992.1362 | 2602.1363 | 2602.1363 | 1858.1363 | 1858.1363 | 1858.1342 | 1858.134 | 1692 | 1692 | 1692 | 1692 | 1692
NEM | Brown Coal | 4835 | 4835 | 3385 | 1030.7508 | 1030.7508 | 1030.7508 | 1030.7508 | 1030.7508 | 1030.7508 | 1030.7508 | 1030.7508 | 1030.7508 | 1030.7508 | 1030.7508 | 1030.7508 | 1030.7508 | 1030.7508 | 1030.7508 | 1030.7508 | 1030.7508 | 1030.7508 | 0 | 0 | 0 | 0
NEM | CCGT | 2954.9 | 2954.9 | 2774.9 | 2774.9 | 2774.9 | 2774.9 | 2774.9 | 2774.9 | 2774.9 | 2774.9 | 2389.9 | 1860.9 | 1860.9 | 1716.5 | 1716.5 | 1716.5 | 1716.5 | 1276.5001 | 1276.5001 | 632.0001 | 1280.6801 | 1280.6801 | 1280.6801 | 1280.6801 | 892.6801
NEM | Gas - Steam | 500 | 500 | 500 | 500 | 500 | 500 | 500 | 500 | 500 | 500 | 500 | 500 | 500 | 0 | 0 | 0 | 0 | 0 | 0 | 0 | 0 | 0 | 0 | 0 | 0
NEM | OCGT / Diesel | 8736.159 | 8736.159 | 8599.659 | 8599.659 | 8353.659 | 8353.659 | 8076.799 | 7483.299 | 7366.299 | 7286.299 | 7286.299 | 7286.299 | 7286.299 | 6846.299 | 6726.299 | 6726.299 | 6632.299 | 7673.8427 | 7786.5176 | 7786.5176 | 7083.5178 | 6499.5178 | 9123.1541 | 8604.1541 | 9550.6399
NEM | Hydro | 7365.42 | 7365.42 | 7365.42 | 7365.42 | 7705.32 | 7705.32 | 7705.32 | 7705.32 | 7705.32 | 7705.32 | 7705.32 | 7705.32 | 7705.32 | 7705.32 | 7705.32 | 7705.32 | 7705.32 | 7705.32 | 7705.32 | 7705.32 | 7705.32 | 7705.32 | 7705.32 | 7705.32 | 7705.32
NEM | Hydrogen Turbine | 0 | 0 | 0 | 0 | 0 | 0 | 0 | 0 | 0 | 0 | 0 | 0 | 0 | 0 | 0 | 0 | 0 | 0 | 0 | 0 | 0 | 0 | 0 | 0 | 0
NEM | Wind | 15253.9518 | 16033.2468 | 18721.2971 | 29452.538 | 29453.7234 | 29482.6588 | 29602.3442 | 30013.5945 | 32608.2802 | 32460.0656 | 32348.4509 | 33400.9362 | 33739.1416 | 34532.1271 | 33844.3271 | 33658.0276 | 33901.6052 | 32618.4478 | 33356.7613 | 32833.4891 | 35681.6861 | 36164.0844 | 35618.2844 | 36131.6984 | 38224.8979
NEM | Solar PV | 13882.4914 | 15038.2731 | 15038.2731 | 17784.7977 | 17784.7977 | 17778.6777 | 17778.6777 | 18955.6027 | 26437.0404 | 26437.0403 | 26316.0403 | 26266.0403 | 26266.0403 | 26266.0403 | 26266.0403 | 26199.7404 | 25904.2154 | 27029.6953 | 27243.9762 | 27126.3092 | 26471.0105 | 27447.7754 | 29266.6006 | 27858.5579 | 27040.6432
NEM | Grid Battery | 1952.1807 | 2921.3998 | 3571.3995 | 6293.3425 | 6263.3425 | 6263.3425 | 6263.3425 | 6208.0125 | 9867.5223 | 9867.5223 | 9817.5223 | 9817.5223 | 9817.5223 | 9817.5223 | 9817.5224 | 10583.5783 | 10583.5785 | 10665.9226 | 10665.9226 | 10655.9227 | 10917.7954 | 9948.5772 | 9874.1628 | 7132.2208 | 8718.8326
NEM | PHES | 1060 | 1060 | 1060 | 1060 | 5098 | 5098 | 5098 | 5098 | 5098 | 5098 | 5098 | 5098 | 5098 | 5098 | 5098 | 5098 | 5098 | 5098 | 5098 | 5098 | 5098 | 5098 | 5098 | 5098 | 5098.0001
NEM | VPP | 332.94 | 383.48 | 428.86 | 483.47 | 574.26 | 684.01 | 812.39 | 958.89 | 1114.57 | 1287.96 | 1491.45 | 1724.7 | 1984.15 | 2264.75 | 2584.75 | 2929.14 | 3299.72 | 3691.47 | 4125.13 | 4583.87 | 5079.9001 | 5604.25 | 6168.3799 | 6763.6701 | 7093.5899
Total |  | 73329.0429 | 76283.8786 | 74367.4695 | 79374.4304 | 83568.3058 | 83700.8711 | 83672.0765 | 84720.5056 | 98494.8188 | 98439.9942 | 97975.8695 | 98682.6048 | 99280.2602 | 99269.4458 | 97391.646 | 98249.4924 | 97730.1251 | 98648.0856 | 100147.0129 | 99310.3135 | 102040.6608 | 101440.2048 | 105826.582 | 102266.3014 | 106016.6037
Region | Technology | 2026-27 | 2027-28 | 2028-29 | 2029-30 | 2030-31 | 2031-32 | 2032-33 | 2033-34 | 2034-35 | 2035-36 | 2036-37 | 2037-38 | 2038-39 | 2039-40 | 2040-41 | 2041-42 | 2042-43 | 2043-44 | 2044-45 | 2045-46 | 2046-47 | 2047-48 | 2048-49 | 2049-50 | 2050-51
NSW1 | Black Coal | 8330 | 8330 | 5450 | 1427.4161 | 1427.4161 | 1427.4161 | 1427.4161 | 1389.9999 | 1389.9999 | 1389.9999 | 1389.9999 | 1389.9999 | 1389.9999 | 1389.9999 | 0 | 0 | 0 | 0 | 0 | 0 | 0 | 0 | 0 | 0 | 0
NSW1 | Brown Coal | 0 | 0 | 0 | 0 | 0 | 0 | 0 | 0 | 0 | 0 | 0 | 0 | 0 | 0 | 0 | 0 | 0 | 0 | 0 | 0 | 0 | 0 | 0 | 0 | 0
NSW1 | CCGT | 440 | 440 | 440 | 440 | 440 | 440 | 440 | 440 | 440 | 440 | 440 | 440 | 440 | 440 | 440 | 440 | 440 | 0 | 0 | 0 | 0 | 0 | 0 | 0 | 0
NSW1 | Gas - Steam | 0 | 0 | 0 | 0 | 0 | 0 | 0 | 0 | 0 | 0 | 0 | 0 | 0 | 0 | 0 | 0 | 0 | 0 | 0 | 0 | 0 | 0 | 0 | 0 | 0
NSW1 | OCGT / Diesel | 2638.999 | 2638.999 | 2638.999 | 2638.999 | 2638.999 | 2638.999 | 2638.999 | 2638.999 | 2638.999 | 2638.999 | 2638.999 | 2638.999 | 2638.999 | 2638.999 | 2638.999 | 2638.999 | 2638.999 | 3620.4864 | 3356.2277 | 3356.2277 | 3356.2277 | 3356.2277 | 4453.6218 | 4453.6218 | 4696.879
NSW1 | Hydro | 2525 | 2525 | 2525 | 2525 | 2525 | 2525 | 2525 | 2525 | 2525 | 2525 | 2525 | 2525 | 2525 | 2525 | 2525 | 2525 | 2525 | 2525 | 2525 | 2525 | 2525 | 2525 | 2525 | 2525 | 2525
NSW1 | Hydrogen Turbine | 0 | 0 | 0 | 0 | 0 | 0 | 0 | 0 | 0 | 0 | 0 | 0 | 0 | 0 | 0 | 0 | 0 | 0 | 0 | 0 | 0 | 0 | 0 | 0 | 0
NSW1 | Wind | 3750.72 | 4246.6111 | 5855.8275 | 7402.519 | 7402.519 | 7402.519 | 7402.519 | 7402.519 | 7402.519 | 7402.519 | 7356.019 | 7356.019 | 7153.539 | 7153.539 | 6793.039 | 6606.739 | 6606.739 | 6041.759 | 7600.6716 | 8069.0158 | 9792.1473 | 9860.5684 | 9464.5684 | 9351.379 | 10617.4639
NSW1 | Solar PV | 7248.5134 | 8404.2951 | 8404.2951 | 8404.2951 | 8404.2951 | 8404.2951 | 8404.2951 | 8404.2951 | 8404.2951 | 8404.2951 | 8404.2951 | 8404.2951 | 8404.2951 | 8404.2951 | 8404.2951 | 8404.2951 | 8251.7701 | 8028.4701 | 8028.4701 | 7992.3901 | 8001.4453 | 8566.2322 | 8516.2323 | 7922.0323 | 7355.2744
NSW1 | Grid Battery | 262 | 587.0005 | 587.0005 | 2262.0004 | 2262.0004 | 2262.0004 | 2262.0004 | 2262.0004 | 2262.0004 | 2262.0004 | 2212.0004 | 2212.0004 | 2212.0004 | 2212.0004 | 2212.0004 | 2212.0006 | 2212.0006 | 2212.0006 | 2212.0006 | 2212.0006 | 2212.0006 | 1887.0005 | 1887.0007 | 212.0011 | 212.0135
NSW1 | PHES | 240 | 240 | 240 | 240 | 2280 | 2280 | 2280 | 2280 | 2280 | 2280 | 2280 | 2280 | 2280 | 2280 | 2280 | 2280 | 2280 | 2280 | 2280 | 2280 | 2280 | 2280 | 2280 | 2280 | 2280.0001
NSW1 | VPP | 132.65 | 149.55 | 164.04 | 181.38 | 210.85 | 246.63 | 288.02 | 335.81 | 382.45 | 435.41 | 499.45 | 577.34 | 663.69 | 758.33 | 863.82 | 977.98 | 1100.16 | 1230.46 | 1373.55 | 1525.95 | 1688.98 | 1863.03 | 2049.05 | 2246.63 | 2355.64
Total |  | 25567.8824 | 27561.4556 | 26305.162 | 25521.6096 | 27591.0796 | 27626.8596 | 27668.2496 | 27678.6234 | 27725.2634 | 27778.2234 | 27745.7634 | 27823.6534 | 27707.5234 | 27802.1634 | 26157.1535 | 26085.0137 | 26054.6687 | 25938.1761 | 27375.9201 | 27960.5842 | 29855.8009 | 30338.0588 | 31175.4733 | 28990.6643 | 30042.2708
Region | Technology | 2026-27 | 2027-28 | 2028-29 | 2029-30 | 2030-31 | 2031-32 | 2032-33 | 2033-34 | 2034-35 | 2035-36 | 2036-37 | 2037-38 | 2038-39 | 2039-40 | 2040-41 | 2041-42 | 2042-43 | 2043-44 | 2044-45 | 2045-46 | 2046-47 | 2047-48 | 2048-49 | 2049-50 | 2050-51
QLD1 | Black Coal | 8126 | 8126 | 7472.6608 | 2602.1363 | 2602.1363 | 2602.1363 | 2602.1363 | 2602.1363 | 2602.1363 | 2602.1363 | 2602.1363 | 2602.1363 | 2602.1363 | 2602.1363 | 2602.1363 | 2602.1363 | 1858.1363 | 1858.1363 | 1858.1342 | 1858.134 | 1692 | 1692 | 1692 | 1692 | 1692
QLD1 | Brown Coal | 0 | 0 | 0 | 0 | 0 | 0 | 0 | 0 | 0 | 0 | 0 | 0 | 0 | 0 | 0 | 0 | 0 | 0 | 0 | 0 | 0 | 0 | 0 | 0 | 0
QLD1 | CCGT | 1597.9 | 1597.9 | 1597.9 | 1597.9 | 1597.9 | 1597.9 | 1597.9 | 1597.9 | 1597.9 | 1597.9 | 1212.9 | 1212.9 | 1212.9 | 1068.5 | 1068.5 | 1068.5 | 1068.5 | 1068.5 | 1068.5 | 424 | 1072.68 | 1072.68 | 1072.68 | 1072.68 | 892.68
QLD1 | Gas - Steam | 0 | 0 | 0 | 0 | 0 | 0 | 0 | 0 | 0 | 0 | 0 | 0 | 0 | 0 | 0 | 0 | 0 | 0 | 0 | 0 | 0 | 0 | 0 | 0 | 0
QLD1 | OCGT / Diesel | 2354.5 | 2354.5 | 2354.5 | 2354.5 | 2354.5 | 2354.5 | 2354.5 | 1931 | 1814 | 1814 | 1814 | 1814 | 1814 | 1814 | 1814 | 1814 | 1814 | 1814 | 1814 | 1814 | 1265.0002 | 1265.0002 | 1984.7787 | 1465.7787 | 1119.7787
QLD1 | Hydro | 152.4 | 152.4 | 152.4 | 152.4 | 152.4 | 152.4 | 152.4 | 152.4 | 152.4 | 152.4 | 152.4 | 152.4 | 152.4 | 152.4 | 152.4 | 152.4 | 152.4 | 152.4 | 152.4 | 152.4 | 152.4 | 152.4 | 152.4 | 152.4 | 152.4
QLD1 | Hydrogen Turbine | 0 | 0 | 0 | 0 | 0 | 0 | 0 | 0 | 0 | 0 | 0 | 0 | 0 | 0 | 0 | 0 | 0 | 0 | 0 | 0 | 0 | 0 | 0 | 0 | 0
QLD1 | Wind | 2624.408 | 2624.408 | 2919.8381 | 8098.2159 | 8098.2159 | 8098.2159 | 8098.2159 | 8098.2159 | 8098.2159 | 8098.2159 | 8098.2159 | 8098.2159 | 8098.2159 | 8098.2159 | 8098.2159 | 8098.2159 | 8098.2159 | 7917.6984 | 7464.8085 | 7464.8085 | 7843.173 | 7868.7035 | 7718.9035 | 8971.0265 | 10161.3086
QLD1 | Solar PV | 4013.785 | 4013.785 | 4013.785 | 5677.9396 | 5677.9396 | 5677.9396 | 5677.9396 | 6854.8646 | 12184.4756 | 12184.4756 | 12063.4756 | 12013.4756 | 12013.4756 | 12013.4756 | 12013.4756 | 12013.4756 | 11870.4756 | 11703.4756 | 11558.0156 | 11525.9116 | 10861.5576 | 11352.7354 | 13379.5405 | 13071.1478 | 12912.5508
QLD1 | Grid Battery | 258 | 258.0017 | 258.0017 | 754.0662 | 754.0662 | 754.0662 | 754.0662 | 754.0662 | 754.0662 | 754.0662 | 754.0662 | 754.0662 | 754.0662 | 754.0662 | 754.0662 | 1369.781 | 1369.7811 | 1615.1828 | 1615.1828 | 1615.1828 | 2047.8356 | 2047.8339 | 2674.2191 | 2178.1548 | 3135.4371
QLD1 | PHES | 820 | 820 | 820 | 820 | 2818 | 2818 | 2818 | 2818 | 2818 | 2818 | 2818 | 2818 | 2818 | 2818 | 2818 | 2818 | 2818 | 2818 | 2818 | 2818 | 2818 | 2818 | 2818 | 2818 | 2818
QLD1 | VPP | 51.83 | 64.26 | 76.2 | 90.88 | 112.7 | 140.23 | 171.67 | 208.29 | 249.41 | 295.69 | 348.78 | 407.2 | 471.64 | 541.99 | 622.48 | 711.03 | 804.72 | 904.62 | 1014.77 | 1132.37 | 1260.21 | 1395.14 | 1539.57 | 1693.1801 | 1779.4399
Total |  | 19998.823 | 20011.2548 | 19665.2857 | 22148.0379 | 24167.8579 | 24195.3879 | 24226.8279 | 25016.8729 | 30270.604 | 30316.884 | 29863.974 | 29872.394 | 29936.834 | 29862.784 | 29943.274 | 30647.5389 | 29854.2289 | 29852.0131 | 29363.8111 | 28804.8069 | 29012.8564 | 29664.4931 | 33032.0918 | 33114.3678 | 34663.5951
Region | Technology | 2026-27 | 2027-28 | 2028-29 | 2029-30 | 2030-31 | 2031-32 | 2032-33 | 2033-34 | 2034-35 | 2035-36 | 2036-37 | 2037-38 | 2038-39 | 2039-40 | 2040-41 | 2041-42 | 2042-43 | 2043-44 | 2044-45 | 2045-46 | 2046-47 | 2047-48 | 2048-49 | 2049-50 | 2050-51
VIC1 | Black Coal | 0 | 0 | 0 | 0 | 0 | 0 | 0 | 0 | 0 | 0 | 0 | 0 | 0 | 0 | 0 | 0 | 0 | 0 | 0 | 0 | 0 | 0 | 0 | 0 | 0
VIC1 | Brown Coal | 4835 | 4835 | 3385 | 1030.7508 | 1030.7508 | 1030.7508 | 1030.7508 | 1030.7508 | 1030.7508 | 1030.7508 | 1030.7508 | 1030.7508 | 1030.7508 | 1030.7508 | 1030.7508 | 1030.7508 | 1030.7508 | 1030.7508 | 1030.7508 | 1030.7508 | 1030.7508 | 0 | 0 | 0 | 0
VIC1 | CCGT | 0 | 0 | 0 | 0 | 0 | 0 | 0 | 0 | 0 | 0 | 0 | 0 | 0 | 0 | 0 | 0 | 0 | 0 | 0 | 0 | 0 | 0 | 0 | 0 | 0
VIC1 | Gas - Steam | 500 | 500 | 500 | 500 | 500 | 500 | 500 | 500 | 500 | 500 | 500 | 500 | 500 | 0 | 0 | 0 | 0 | 0 | 0 | 0 | 0 | 0 | 0 | 0 | 0
VIC1 | OCGT / Diesel | 1900 | 1900 | 1900 | 1900 | 1900 | 1900 | 1900 | 1730 | 1730 | 1730 | 1730 | 1730 | 1730 | 1290 | 1290 | 1290 | 1196 | 1256.0563 | 1842.9899 | 1842.9899 | 1842.9899 | 1258.9899 | 2065.4536 | 2065.4536 | 3172.6821
VIC1 | Hydro | 2279.02 | 2279.02 | 2279.02 | 2279.02 | 2279.02 | 2279.02 | 2279.02 | 2279.02 | 2279.02 | 2279.02 | 2279.02 | 2279.02 | 2279.02 | 2279.02 | 2279.02 | 2279.02 | 2279.02 | 2279.02 | 2279.02 | 2279.02 | 2279.02 | 2279.02 | 2279.02 | 2279.02 | 2279.02
VIC1 | Hydrogen Turbine | 0 | 0 | 0 | 0 | 0 | 0 | 0 | 0 | 0 | 0 | 0 | 0 | 0 | 0 | 0 | 0 | 0 | 0 | 0 | 0 | 0 | 0 | 0 | 0 | 0
VIC1 | Wind | 5269.36 | 5269.36 | 5769.3599 | 8879.0951 | 8826.5951 | 8826.5951 | 8826.5951 | 9249.86 | 11724.8603 | 11724.8603 | 11724.8603 | 12657.6601 | 13237.6601 | 14237.6601 | 13949.3601 | 13949.3601 | 13898.8101 | 13575.0101 | 13183.0601 | 12319.5001 | 12319.5001 | 11893.3006 | 11893.3006 | 11235.2007 | 11177.6009
VIC1 | Solar PV | 1563.573 | 1563.573 | 1563.573 | 2645.9428 | 2645.9428 | 2645.9428 | 2645.9428 | 2645.9428 | 4797.7695 | 4797.7694 | 4797.7694 | 4797.7694 | 4797.7694 | 4797.7694 | 4797.7694 | 4797.7695 | 4797.7695 | 4797.7694 | 4687.2895 | 4656.1865 | 4656.1864 | 4656.1865 | 4498.2065 | 4100.7565 | 4008.1965
VIC1 | Grid Battery | 898.1096 | 1542.3263 | 2192.3261 | 2489.49 | 2489.49 | 2489.49 | 2489.49 | 2434.16 | 6118.6698 | 6118.6698 | 6118.6698 | 6118.6698 | 6118.6698 | 6118.6698 | 6118.6698 | 5818.6698 | 5818.6698 | 5818.6698 | 5818.6698 | 5818.6698 | 5647.8902 | 5003.6736 | 4353.6738 | 4036.5104 | 4036.5114
VIC1 | PHES | 0 | 0 | 0 | 0 | 0 | 0 | 0 | 0 | 0 | 0 | 0 | 0 | 0 | 0 | 0 | 0 | 0 | 0 | 0 | 0 | 0 | 0 | 0 | 0 | 0
VIC1 | VPP | 60.93 | 76.9 | 93.22 | 112.51 | 138.88 | 170.64 | 209.23 | 253.24 | 301.63 | 355.16 | 417.87 | 488.97 | 568.9 | 654.82 | 753.49 | 858.62 | 973.43 | 1093.97 | 1228.34 | 1369.53 | 1522.9601 | 1684.67 | 1860.1099 | 2044.1301 | 2146.02
Total |  | 17305.9926 | 17966.1793 | 17682.499 | 19836.8087 | 19810.6787 | 19842.4387 | 19881.0287 | 20122.9736 | 28482.7004 | 28536.2303 | 28598.9403 | 29602.8401 | 30262.7701 | 30408.6901 | 30219.0602 | 30024.1902 | 29994.4502 | 29851.2465 | 30070.1201 | 29316.6471 | 29299.2975 | 26775.8405 | 26949.7643 | 25761.0712 | 26820.0309
Region | Technology | 2026-27 | 2027-28 | 2028-29 | 2029-30 | 2030-31 | 2031-32 | 2032-33 | 2033-34 | 2034-35 | 2035-36 | 2036-37 | 2037-38 | 2038-39 | 2039-40 | 2040-41 | 2041-42 | 2042-43 | 2043-44 | 2044-45 | 2045-46 | 2046-47 | 2047-48 | 2048-49 | 2049-50 | 2050-51
SA1 | Black Coal | 0 | 0 | 0 | 0 | 0 | 0 | 0 | 0 | 0 | 0 | 0 | 0 | 0 | 0 | 0 | 0 | 0 | 0 | 0 | 0 | 0 | 0 | 0 | 0 | 0
SA1 | Brown Coal | 0 | 0 | 0 | 0 | 0 | 0 | 0 | 0 | 0 | 0 | 0 | 0 | 0 | 0 | 0 | 0 | 0 | 0 | 0 | 0 | 0 | 0 | 0 | 0 | 0
SA1 | CCGT | 709 | 709 | 529 | 529 | 529 | 529 | 529 | 529 | 529 | 529 | 529 | 0 | 0 | 0 | 0 | 0 | 0 | 0.00013988 | 0.00013989 | 0.00013989 | 0.00013994 | 0.00013994 | 0.00013995 | 0.00013996 | 0.00014022
SA1 | Gas - Steam | 0 | 0 | 0 | 0 | 0 | 0 | 0 | 0 | 0 | 0 | 0 | 0 | 0 | 0 | 0 | 0 | 0 | 0 | 0 | 0 | 0 | 0 | 0 | 0 | 0
SA1 | OCGT / Diesel | 1664.66 | 1664.66 | 1528.16 | 1528.16 | 1282.16 | 1282.16 | 1005.3 | 1005.3 | 1005.3 | 925.3 | 925.3 | 925.3 | 925.3 | 925.3 | 925.3 | 925.3 | 925.3 | 925.3 | 715.3 | 715.3 | 561.3 | 561.3 | 561.3 | 561.3 | 561.3001
SA1 | Hydro | 0 | 0 | 0 | 0 | 0 | 0 | 0 | 0 | 0 | 0 | 0 | 0 | 0 | 0 | 0 | 0 | 0 | 0 | 0 | 0 | 0 | 0 | 0 | 0 | 0
SA1 | Hydrogen Turbine | 0 | 0 | 0 | 0 | 0 | 0 | 0 | 0 | 0 | 0 | 0 | 0 | 0 | 0 | 0 | 0 | 0 | 0 | 0 | 0 | 0 | 0 | 0 | 0 | 0
SA1 | Wind | 2762.71 | 2762.71 | 2762.71 | 3362.7105 | 3296.7105 | 3205.9605 | 3205.9605 | 3074.2605 | 3074.2605 | 2806.3605 | 2621.5605 | 2621.5605 | 2462.5605 | 2135.8604 | 2096.8604 | 2096.8609 | 2390.9886 | 2177.1286 | 2345.3695 | 2217.3132 | 2964.014 | 3778.6602 | 3778.6602 | 3811.2404 | 3813.4228
SA1 | Solar PV | 1056.62 | 1056.62 | 1056.62 | 1056.6201 | 1056.6201 | 1050.5001 | 1050.5001 | 1050.5001 | 1050.5001 | 1050.5001 | 1050.5001 | 1050.5001 | 1050.5001 | 1050.5001 | 1050.5001 | 984.2001 | 984.2001 | 2499.9801 | 2970.201 | 2951.821 | 2951.8211 | 2872.6213 | 2872.6213 | 2764.6213 | 2764.6216
SA1 | Grid Battery | 532.0711 | 532.0712 | 532.0712 | 785.786 | 755.786 | 755.786 | 755.786 | 755.786 | 730.786 | 730.786 | 730.786 | 730.786 | 730.786 | 730.786 | 730.786 | 1181.1268 | 1181.1268 | 1018.0692 | 1018.0692 | 1008.0692 | 1008.0687 | 1008.0687 | 957.2688 | 703.5541 | 1332.8701
SA1 | PHES | 0 | 0 | 0 | 0 | 0 | 0 | 0 | 0 | 0 | 0 | 0 | 0 | 0 | 0 | 0 | 0 | 0 | 0 | 0 | 0 | 0 | 0 | 0 | 0 | 0
SA1 | VPP | 83.01 | 86.92 | 88.19 | 89.86 | 101.65 | 114.73 | 129.8 | 145.83 | 163.18 | 181.39 | 202.19 | 224.73 | 249.77 | 275.5 | 305.08 | 335.52 | 368.55 | 402.3 | 440.18 | 479.01 | 521.25 | 564.8 | 612.08 | 660.6 | 686.28
Total |  | 6808.0711 | 6811.9812 | 6496.7512 | 7352.1366 | 7021.9266 | 6938.1366 | 6676.3466 | 6560.6766 | 6553.0266 | 6223.3366 | 6059.3366 | 5552.8766 | 5418.9166 | 5117.9466 | 5108.5266 | 5523.0079 | 5850.1655 | 7022.778 | 7489.1198 | 7371.5135 | 8006.4539 | 8785.4503 | 8781.9305 | 8501.3159 | 9158.4947
Region | Technology | 2026-27 | 2027-28 | 2028-29 | 2029-30 | 2030-31 | 2031-32 | 2032-33 | 2033-34 | 2034-35 | 2035-36 | 2036-37 | 2037-38 | 2038-39 | 2039-40 | 2040-41 | 2041-42 | 2042-43 | 2043-44 | 2044-45 | 2045-46 | 2046-47 | 2047-48 | 2048-49 | 2049-50 | 2050-51
TAS1 | Black Coal | 0 | 0 | 0 | 0 | 0 | 0 | 0 | 0 | 0 | 0 | 0 | 0 | 0 | 0 | 0 | 0 | 0 | 0 | 0 | 0 | 0 | 0 | 0 | 0 | 0
TAS1 | Brown Coal | 0 | 0 | 0 | 0 | 0 | 0 | 0 | 0 | 0 | 0 | 0 | 0 | 0 | 0 | 0 | 0 | 0 | 0 | 0 | 0 | 0 | 0 | 0 | 0 | 0
TAS1 | CCGT | 208 | 208 | 208 | 208 | 208 | 208 | 208 | 208 | 208 | 208 | 208 | 208 | 208 | 208 | 208 | 208 | 208 | 208 | 208 | 208 | 208 | 208 | 208 | 208 | 0
TAS1 | Gas - Steam | 0 | 0 | 0 | 0 | 0 | 0 | 0 | 0 | 0 | 0 | 0 | 0 | 0 | 0 | 0 | 0 | 0 | 0 | 0 | 0 | 0 | 0 | 0 | 0 | 0
TAS1 | OCGT / Diesel | 178 | 178 | 178 | 178 | 178 | 178 | 178 | 178 | 178 | 178 | 178 | 178 | 178 | 178 | 58 | 58 | 58 | 58 | 58 | 58 | 58 | 58 | 58 | 58 | 0
TAS1 | Hydro | 2409 | 2409 | 2409 | 2409 | 2748.9 | 2748.9 | 2748.9 | 2748.9 | 2748.9 | 2748.9 | 2748.9 | 2748.9 | 2748.9 | 2748.9 | 2748.9 | 2748.9 | 2748.9 | 2748.9 | 2748.9 | 2748.9 | 2748.9 | 2748.9 | 2748.9 | 2748.9 | 2748.9
TAS1 | Hydrogen Turbine | 0 | 0 | 0 | 0 | 0 | 0 | 0 | 0 | 0 | 0 | 0 | 0 | 0 | 0 | 0 | 0 | 0 | 0 | 0 | 0 | 0 | 0 | 0 | 0 | 0
TAS1 | Wind | 846.7538 | 1130.1577 | 1413.5615 | 1709.9976 | 1829.683 | 1949.3684 | 2069.0537 | 2188.7392 | 2308.4245 | 2428.1099 | 2547.7952 | 2667.4807 | 2787.1661 | 2906.8517 | 2906.8517 | 2906.8517 | 2906.8517 | 2906.8517 | 2762.8517 | 2762.8517 | 2762.8517 | 2762.8517 | 2762.8517 | 2762.8517 | 2455.1017
TAS1 | Solar PV | 0 | 0 | 0 | 0 | 0 | 0 | 0 | 0 | 0 | 0 | 0 | 0 | 0 | 0 | 0 | 0 | 0 | 0 | 0 | 0 | 0 | 0 | 0 | 0 | 0
TAS1 | Grid Battery | 2 | 2 | 2 | 2 | 2 | 2 | 2 | 2 | 2 | 2 | 2 | 2 | 2 | 2 | 2.0001 | 2.0001 | 2.0002 | 2.0002 | 2.0003 | 2.0003 | 2.0004 | 2.0004 | 2.0005 | 2.0005 | 2.0005
TAS1 | PHES | 0 | 0 | 0 | 0 | 0 | 0 | 0 | 0 | 0 | 0 | 0 | 0 | 0 | 0 | 0 | 0 | 0 | 0 | 0 | 0 | 0 | 0 | 0 | 0 | 0
TAS1 | VPP | 4.52 | 5.85 | 7.21 | 8.84 | 10.18 | 11.78 | 13.67 | 15.72 | 17.9 | 20.31 | 23.16 | 26.46 | 30.15 | 34.11 | 39.88 | 45.99 | 52.86 | 60.12 | 68.29 | 77.01 | 86.5 | 96.61 | 107.57 | 119.13 | 126.21
Total |  | 3648.2738 | 3933.0077 | 4217.7715 | 4515.8376 | 4976.763 | 5098.0484 | 5219.6237 | 5341.3592 | 5463.2245 | 5585.3199 | 5707.8552 | 5830.8407 | 5954.2161 | 6077.8616 | 5963.6318 | 5969.7418 | 5976.6119 | 5983.8719 | 5848.0419 | 5856.7619 | 5866.2521 | 5876.3621 | 5887.3221 | 5898.8821 | 5332.2122
Explicitly modelled pumping
Region | Technology | 2026-27 | 2027-28 | 2028-29 | 2029-30 | 2030-31 | 2031-32 | 2032-33 | 2033-34 | 2034-35 | 2035-36 | 2036-37 | 2037-38 | 2038-39 | 2039-40 | 2040-41 | 2041-42 | 2042-43 | 2043-44 | 2044-45 | 2045-46 | 2046-47 | 2047-48 | 2048-49 | 2049-50 | 2050-51
NEM | Grid Battery Pump | 1952.1807 | 2921.3998 | 3571.3995 | 6293.3425 | 6263.3425 | 6263.3425 | 6263.3425 | 6208.0125 | 9867.5223 | 9867.5223 | 9817.5223 | 9817.5223 | 9817.5223 | 9817.5223 | 9817.5224 | 10583.5783 | 10583.5785 | 10665.9226 | 10665.9226 | 10655.9227 | 10917.7954 | 9948.5772 | 9874.1628 | 7132.2208 | 8718.8326
NEM | PHES Pump | 1560 | 1560 | 1560 | 1560 | 5598 | 5598 | 5598 | 5598 | 5598 | 5598 | 5598 | 5598 | 5598 | 5598 | 5598 | 5598 | 5598 | 5598 | 5598 | 5598 | 5598 | 5598 | 5598 | 5598 | 5598.0001
NEM | VPP Pump | 332.94 | 383.48 | 428.86 | 483.47 | 574.26 | 684.01 | 812.39 | 958.89 | 1114.57 | 1287.96 | 1491.45 | 1724.7 | 1984.15 | 2264.75 | 2584.75 | 2929.14 | 3299.72 | 3691.47 | 4125.13 | 4583.87 | 5079.9001 | 5604.25 | 6168.3799 | 6763.6701 | 7093.5899
Region | Technology | 2026-27 | 2027-28 | 2028-29 | 2029-30 | 2030-31 | 2031-32 | 2032-33 | 2033-34 | 2034-35 | 2035-36 | 2036-37 | 2037-38 | 2038-39 | 2039-40 | 2040-41 | 2041-42 | 2042-43 | 2043-44 | 2044-45 | 2045-46 | 2046-47 | 2047-48 | 2048-49 | 2049-50 | 2050-51
NSW1 | Grid Battery Pump | 262 | 587.0005 | 587.0005 | 2262.0004 | 2262.0004 | 2262.0004 | 2262.0004 | 2262.0004 | 2262.0004 | 2262.0004 | 2212.0004 | 2212.0004 | 2212.0004 | 2212.0004 | 2212.0004 | 2212.0006 | 2212.0006 | 2212.0006 | 2212.0006 | 2212.0006 | 2212.0006 | 1887.0005 | 1887.0007 | 212.0011 | 212.0135
NSW1 | PHES Pump | 840 | 840 | 840 | 840 | 2880 | 2880 | 2880 | 2880 | 2880 | 2880 | 2880 | 2880 | 2880 | 2880 | 2880 | 2880 | 2880 | 2880 | 2880 | 2880 | 2880 | 2880 | 2880 | 2880 | 2880.0001
NSW1 | VPP Pump | 132.65 | 149.55 | 164.04 | 181.38 | 210.85 | 246.63 | 288.02 | 335.81 | 382.45 | 435.41 | 499.45 | 577.34 | 663.69 | 758.33 | 863.82 | 977.98 | 1100.16 | 1230.46 | 1373.55 | 1525.95 | 1688.98 | 1863.03 | 2049.05 | 2246.63 | 2355.64
Region | Technology | 2026-27 | 2027-28 | 2028-29 | 2029-30 | 2030-31 | 2031-32 | 2032-33 | 2033-34 | 2034-35 | 2035-36 | 2036-37 | 2037-38 | 2038-39 | 2039-40 | 2040-41 | 2041-42 | 2042-43 | 2043-44 | 2044-45 | 2045-46 | 2046-47 | 2047-48 | 2048-49 | 2049-50 | 2050-51
QLD1 | Grid Battery Pump | 258 | 258.0017 | 258.0017 | 754.0662 | 754.0662 | 754.0662 | 754.0662 | 754.0662 | 754.0662 | 754.0662 | 754.0662 | 754.0662 | 754.0662 | 754.0662 | 754.0662 | 1369.781 | 1369.7811 | 1615.1828 | 1615.1828 | 1615.1828 | 2047.8356 | 2047.8339 | 2674.2191 | 2178.1548 | 3135.4371
QLD1 | PHES Pump | 720 | 720 | 720 | 720 | 2718 | 2718 | 2718 | 2718 | 2718 | 2718 | 2718 | 2718 | 2718 | 2718 | 2718 | 2718 | 2718 | 2718 | 2718 | 2718 | 2718 | 2718 | 2718 | 2718 | 2718
QLD1 | VPP Pump | 51.83 | 64.26 | 76.2 | 90.88 | 112.7 | 140.23 | 171.67 | 208.29 | 249.41 | 295.69 | 348.78 | 407.2 | 471.64 | 541.99 | 622.48 | 711.03 | 804.72 | 904.62 | 1014.77 | 1132.37 | 1260.21 | 1395.14 | 1539.57 | 1693.1801 | 1779.4399
Region | Technology | 2026-27 | 2027-28 | 2028-29 | 2029-30 | 2030-31 | 2031-32 | 2032-33 | 2033-34 | 2034-35 | 2035-36 | 2036-37 | 2037-38 | 2038-39 | 2039-40 | 2040-41 | 2041-42 | 2042-43 | 2043-44 | 2044-45 | 2045-46 | 2046-47 | 2047-48 | 2048-49 | 2049-50 | 2050-51
VIC1 | Grid Battery Pump | 898.1096 | 1542.3263 | 2192.3261 | 2489.49 | 2489.49 | 2489.49 | 2489.49 | 2434.16 | 6118.6698 | 6118.6698 | 6118.6698 | 6118.6698 | 6118.6698 | 6118.6698 | 6118.6698 | 5818.6698 | 5818.6698 | 5818.6698 | 5818.6698 | 5818.6698 | 5647.8902 | 5003.6736 | 4353.6738 | 4036.5104 | 4036.5114
VIC1 | PHES Pump | 0 | 0 | 0 | 0 | 0 | 0 | 0 | 0 | 0 | 0 | 0 | 0 | 0 | 0 | 0 | 0 | 0 | 0 | 0 | 0 | 0 | 0 | 0 | 0 | 0
VIC1 | VPP Pump | 60.93 | 76.9 | 93.22 | 112.51 | 138.88 | 170.64 | 209.23 | 253.24 | 301.63 | 355.16 | 417.87 | 488.97 | 568.9 | 654.82 | 753.49 | 858.62 | 973.43 | 1093.97 | 1228.34 | 1369.53 | 1522.9601 | 1684.67 | 1860.1099 | 2044.1301 | 2146.02
Region | Technology | 2026-27 | 2027-28 | 2028-29 | 2029-30 | 2030-31 | 2031-32 | 2032-33 | 2033-34 | 2034-35 | 2035-36 | 2036-37 | 2037-38 | 2038-39 | 2039-40 | 2040-41 | 2041-42 | 2042-43 | 2043-44 | 2044-45 | 2045-46 | 2046-47 | 2047-48 | 2048-49 | 2049-50 | 2050-51
SA1 | Grid Battery Pump | 532.0711 | 532.0712 | 532.0712 | 785.786 | 755.786 | 755.786 | 755.786 | 755.786 | 730.786 | 730.786 | 730.786 | 730.786 | 730.786 | 730.786 | 730.786 | 1181.1268 | 1181.1268 | 1018.0692 | 1018.0692 | 1008.0692 | 1008.0687 | 1008.0687 | 957.2688 | 703.5541 | 1332.8701
SA1 | PHES Pump | 0 | 0 | 0 | 0 | 0 | 0 | 0 | 0 | 0 | 0 | 0 | 0 | 0 | 0 | 0 | 0 | 0 | 0 | 0 | 0 | 0 | 0 | 0 | 0 | 0
SA1 | VPP Pump | 83.01 | 86.92 | 88.19 | 89.86 | 101.65 | 114.73 | 129.8 | 145.83 | 163.18 | 181.39 | 202.19 | 224.73 | 249.77 | 275.5 | 305.08 | 335.52 | 368.55 | 402.3 | 440.18 | 479.01 | 521.25 | 564.8 | 612.08 | 660.6 | 686.28
Region | Technology | 2026-27 | 2027-28 | 2028-29 | 2029-30 | 2030-31 | 2031-32 | 2032-33 | 2033-34 | 2034-35 | 2035-36 | 2036-37 | 2037-38 | 2038-39 | 2039-40 | 2040-41 | 2041-42 | 2042-43 | 2043-44 | 2044-45 | 2045-46 | 2046-47 | 2047-48 | 2048-49 | 2049-50 | 2050-51
TAS1 | Grid Battery Pump | 2 | 2 | 2 | 2 | 2 | 2 | 2 | 2 | 2 | 2 | 2 | 2 | 2 | 2 | 2.0001 | 2.0001 | 2.0002 | 2.0002 | 2.0003 | 2.0003 | 2.0004 | 2.0004 | 2.0005 | 2.0005 | 2.0005
TAS1 | PHES Pump | 0 | 0 | 0 | 0 | 0 | 0 | 0 | 0 | 0 | 0 | 0 | 0 | 0 | 0 | 0 | 0 | 0 | 0 | 0 | 0 | 0 | 0 | 0 | 0 | 0
TAS1 | VPP Pump | 4.52 | 5.85 | 7.21 | 8.84 | 10.18 | 11.78 | 13.67 | 15.72 | 17.9 | 20.31 | 23.16 | 26.46 | 30.15 | 34.11 | 39.88 | 45.99 | 52.86 | 60.12 | 68.29 | 77.01 | 86.5 | 96.61 | 107.57 | 119.13 | 126.21

## ML1_REZ Generation
Annual sent-out generation by REZ (GWh) - ML1, Progressive Change Scenario
The REZ generation includes generation from the existing, committed and anticipated renewables mapped to the relevant REZs. Does not include generation from renewables not in a REZ.
Non-scheduled generation including Distributed PV is not shown.
Region | REZ | REZ Name | Technology | 2026-27 | 2027-28 | 2028-29 | 2029-30 | 2030-31 | 2031-32 | 2032-33 | 2033-34 | 2034-35 | 2035-36 | 2036-37 | 2037-38 | 2038-39 | 2039-40 | 2040-41 | 2041-42 | 2042-43 | 2043-44 | 2044-45 | 2045-46 | 2046-47 | 2047-48 | 2048-49 | 2049-50 | 2050-51
QLD | Q1 | Far North QLD | Solar | 4.6876e-06 | 5.1815e-06 | 1.0828e-05 | 1.2795e-05 | 1.2619e-05 | 1.199e-05 | 1.3683e-05 | 1.3249e-05 | 1.1685e-05 | 1.1739e-05 | 1.1442e-05 | 9.9594e-06 | 1.1193e-05 | 1.1678e-05 | 1.1135e-05 | 1.2186e-05 | 1.2587e-05 | 1.2572e-05 | 1.2435e-05 | 1.2303e-05 | 1.0685e-05 | 1.1857e-05 | 1.2181e-05 | 1.1444e-05 | 1.2471e-05
QLD | Q2 | North Qld Clean Energy Hub | Solar | 171.5346 | 174.4306 | 165.8084 | 157.6057 | 185.0409 | 186.2063 | 205.7709 | 189.6879 | 154.4165 | 154.879 | 160.1689 | 62.3043 | 62.4014 | 61.7724 | 62.9927 | 64.1682 | 67.346 | 70.2261 | 71.4553 | 73.174 | 40.4238 | 41.0328 | 1.06e-05 | 1.0538e-05 | 1.0939e-05
QLD | Q3 | Northern Qld | Solar | 923.1196 | 924.4499 | 838.5281 | 860.2482 | 1086.2716 | 1057.7771 | 1168.6981 | 1216.2884 | 1574.6726 | 1546.5579 | 1569.9107 | 1486.0479 | 1572.4641 | 1589.5209 | 1567.5503 | 1749.5222 | 1542.997 | 1371.6552 | 1363.1192 | 1365.9938 | 1214.6095 | 1153.0704 | 1673.9592 | 1541.0719 | 1541.5504
QLD | Q4 | Isaac | Solar | 1234.7413 | 1236.0447 | 1128.5972 | 1173.6275 | 1461.573 | 1473.8313 | 1577.0455 | 2646.7479 | 2024.4655 | 2042.7066 | 2062.6161 | 1975.2646 | 2089.6212 | 2042.9992 | 2117.7079 | 2313.8957 | 2393.5981 | 2490.3394 | 2464.8752 | 2449.9945 | 2244.4596 | 2399.601 | 1358.2478 | 1052.0402 | 1138.9154
QLD | Q5 | Barcaldine | Solar | 29.0678 | 29.9555 | 27.5994 | 25.2692 | 29.4508 | 29.8697 | 33.0566 | 29.623 | 126.7131 | 130.5163 | 137.0298 | 132.6694 | 132.3088 | 133.61 | 138.631 | 143.7409 | 149.8408 | 130.0149 | 132.6314 | 138.0095 | 125.861 | 127.0564 | 125.1484 | 120.046 | 132.9455
QLD | Q6 | Fitzroy | Solar | 717.1009 | 726.9992 | 607.4086 | 643.8814 | 786.3756 | 825.3795 | 866.9483 | 2061.5719 | 7212.6395 | 6883.3735 | 7142.5114 | 6506.0504 | 6945.1098 | 6645.3116 | 7258.1524 | 7877.6758 | 8423.4531 | 8772.1386 | 8761.0365 | 8879.4916 | 7614.0294 | 8310.1373 | 7990.2684 | 8237.9597 | 8864.4268
QLD | Q7 | Wide Bay | Solar | 953.4691 | 985.4587 | 845.1464 | 918.1412 | 1198.5957 | 1276.5017 | 1238.2466 | 1191.0403 | 1061.7654 | 1029.5381 | 1075.754 | 1012.663 | 1040.1448 | 1017.0432 | 1110.3218 | 1190.0825 | 1253.089 | 1336.7201 | 1306.9412 | 1335.0377 | 1225.4822 | 1263.2284 | 1189.0794 | 1095.8392 | 1208.8137
QLD | Q8 | Darling Downs | Solar | 2610.3503 | 2727.7317 | 2393.4551 | 3787.4667 | 4884.0187 | 5154.9801 | 4922.0843 | 4760.6067 | 6532.153 | 6402.3581 | 6437.217 | 5835.1614 | 6028.7737 | 5970.468 | 6433.9861 | 6757.5415 | 7096.3363 | 7627.5596 | 7642.1908 | 7681.1874 | 5432.9126 | 5758.9587 | 5625.8817 | 5596.67 | 5928.4949
QLD | Q9 | Banana | Solar | 4.7827e-06 | 5.5214e-06 | 4.78e-05 | 1282.6843 | 1662.98 | 1793.6942 | 1722.6317 | 1657.164 | 1309.8279 | 1275.209 | 1319.029 | 1200.8867 | 1277.0917 | 1236.2732 | 1369.9037 | 1449.4419 | 1532.901 | 1666.4381 | 1664.3939 | 1689.8108 | 1467.7032 | 2724.757 | 7424.5835 | 7784.0625 | 8410.514
NSW | N1 | North West NSW | Solar | 500.7744 | 492.349 | 401.6441 | 453.8716 | 517.3981 | 518.9618 | 511.5445 | 497.1797 | 473.957 | 494.4611 | 516.0076 | 480.1781 | 482.7717 | 509.208 | 521.6714 | 531.3648 | 532.8806 | 534.0261 | 547.5802 | 546.8402 | 451.8577 | 461.4711 | 491.0092 | 477.8988 | 480.8106
NSW | N2 | New England | Solar | 1413.6071 | 1361.6376 | 1150.7954 | 1331.6747 | 1509.3186 | 1570.1915 | 1565.0024 | 1605.2537 | 1462.9111 | 1574.5757 | 1625.9536 | 1359.9884 | 1413.7768 | 1520.4671 | 1611.9238 | 1587.2556 | 1658.5204 | 1549.9059 | 1635.9424 | 1626.7144 | 1323.4558 | 1354.0017 | 1454.4357 | 1476.1211 | 1448.9218
NSW | N3 | Central-West Orana | Solar | 2742.2758 | 2882.6811 | 4173.5424 | 4798.0302 | 5519.7894 | 5436.1734 | 5467.0146 | 5342.5989 | 5005.1718 | 5337.2446 | 5539.7701 | 4840.0485 | 4925.3166 | 5376.7785 | 5380.7447 | 5533.5228 | 5280.3797 | 5261.6836 | 5557.0399 | 5408.2139 | 4554.5942 | 5802.9011 | 6201.705 | 5477.7976 | 5490.6452
NSW | N4 | Broken Hill | Solar | 488.9573 | 495.0019 | 405.485 | 462.2656 | 510.3824 | 500.3792 | 511.4883 | 469.2874 | 476.7611 | 483.2941 | 518.7821 | 486.9686 | 490.7827 | 501.4123 | 503.4068 | 530.9919 | 505.9633 | 461.6001 | 461.7212 | 475.8984 | 656.2909 | 660.7872 | 675.0911 | 636.3433 | 668.0292
NSW | N5 | South West NSW | Solar | 3568.7483 | 5263.1968 | 4484.1956 | 5279.1045 | 5801.5723 | 5548.7999 | 5861.3682 | 5579.7467 | 5245.0757 | 5440.4095 | 5739.7072 | 5405.8025 | 5546.0943 | 5678.3204 | 5532.9493 | 5974.1776 | 5802.0808 | 5523.5886 | 5716.3654 | 5760.5005 | 5056.8231 | 5130.742 | 5201.7751 | 4104.2711 | 3815.1066
NSW | N6 | Wagga Wagga | Solar | 3577.8886 | 3524.0425 | 2875.8397 | 3332.6667 | 3750.6692 | 3522.9376 | 3743.3293 | 3624.362 | 3367.4911 | 3472.3117 | 3672.728 | 3322.4288 | 3470.9758 | 3618.3718 | 3472.6407 | 3774.403 | 3733.6197 | 3680.2122 | 3807.1902 | 3842.7018 | 3352.1878 | 3466.2605 | 3584.1932 | 3301.2057 | 3222.6057
NSW | N7 | Tumut | Solar | 0 | 0 | 0 | 0 | 0 | 0 | 0 | 0 | 0 | 0 | 0 | 0 | 0 | 0 | 0 | 0 | 0 | 0 | 0 | 0 | 0 | 0 | 0 | 0 | 0
NSW | N8 | Cooma-Monaro | Solar | 0 | 0 | 0 | 0 | 0 | 0 | 0 | 0 | 0 | 0 | 0 | 0 | 0 | 0 | 0 | 0 | 0 | 0 | 0 | 0 | 0 | 0 | 0 | 0 | 0
NSW | N9 | Hunter-Central Coast | Solar | 0 | 0 | 0 | 0 | 0 | 0 | 0 | 0 | 0 | 0 | 0 | 0 | 0 | 0 | 0 | 0 | 0 | 0 | 0 | 0 | 0 | 0 | 0 | 0 | 0
VIC | V1 | Ovens Murray | Solar | 4.3129e-06 | 4.9648e-06 | 6.2613e-06 | 0.00019719 | 0.00021185 | 0.00019099 | 0.00021567 | 0.00020817 | 0.00018078 | 0.00017994 | 0.0001837 | 0.00016904 | 0.00017232 | 0.00018181 | 0.00016546 | 0.00018644 | 0.00018807 | 0.00018689 | 0.00018996 | 0.00019616 | 0.00017645 | 0.00018206 | 0.00019041 | 0.00017088 | 0.0002004
VIC | V2 | Murray River | Solar | 1257.6525 | 1339.241 | 1395.0855 | 2972.9234 | 3048.1432 | 2972.9997 | 3117.171 | 2979.1297 | 6663.768 | 6365.551 | 6754.48 | 6080.8969 | 6338.9402 | 6341.4789 | 6159.7066 | 6602.4284 | 6530.4132 | 6889.8174 | 7149.0749 | 7531.5074 | 6526.566 | 7038.6472 | 6669.6968 | 5997.7312 | 6136.1006
VIC | V3 | Western Victoria | Solar | 4.1797e-06 | 4.9534e-06 | 5.3621e-06 | 9.9868e-05 | 0.00010176 | 9.6278e-05 | 0.00010492 | 0.00010347 | 9.1402e-05 | 9.1413e-05 | 9.485e-05 | 8.0515e-05 | 8.6064e-05 | 8.8445e-05 | 8.4276e-05 | 9.1347e-05 | 9.4372e-05 | 9.4603e-05 | 9.5931e-05 | 0.00010117 | 8.358e-05 | 9.1086e-05 | 9.3365e-05 | 9.3686e-05 | 0.00011376
VIC | V4 | South West Victoria | Solar | 0 | 0 | 0 | 0 | 0 | 0 | 0 | 0 | 0 | 0 | 0 | 0 | 0 | 0 | 0 | 0 | 0 | 0 | 0 | 0 | 0 | 0 | 0 | 0 | 0
VIC | V5 | Gippsland | Solar | 112.0857 | 108.8684 | 102.2846 | 115.8745 | 125.1976 | 120.3133 | 119.0462 | 122.658 | 118.7486 | 113.4711 | 115.346 | 98.3053 | 102.7802 | 106.4211 | 103.2403 | 105.0141 | 110.1761 | 122.7988 | 126.1153 | 129.0037 | 107.6292 | 113.8697 | 114.4895 | 111.3589 | 113.6695
VIC | V6 | Central North VIC | Solar | 1007.7938 | 1006.9496 | 1048.3665 | 1523.421 | 1567.3275 | 1519.5176 | 1595.2763 | 1547.1463 | 1356.435 | 1315.5027 | 1379.1931 | 1274.1464 | 1338.7229 | 1323.3215 | 1295.2989 | 1389.4508 | 1388.6206 | 1406.5587 | 1300.3697 | 1366.3825 | 1206.2502 | 1310.8261 | 1249.3263 | 1230.8732 | 1303.577
SA | S1 | South East SA | Solar | 716.7813 | 886.8159 | 774.8969 | 870.8581 | 860.4826 | 863.815 | 855.9272 | 856.8538 | 849.3957 | 864.8731 | 915.5486 | 805.856 | 879.767 | 869.1048 | 873.8998 | 898.0646 | 907.8523 | 801.9473 | 755.7385 | 796.853 | 674.63 | 693.3966 | 657.4221 | 461.4682 | 526.6219
SA | S2 | Riverland | Solar | 87.6003 | 109.7421 | 89.9833 | 99.419 | 103.0905 | 92.3114 | 92.3136 | 92.3577 | 91.8728 | 90.8521 | 98.4485 | 82.6379 | 87.9123 | 90.1125 | 91.1598 | 77.3988 | 76.3433 | 69.2538 | 64.774 | 57.2216 | 47.4342 | 48.298 | 47.4069 | 45.699 | 51.4656
SA | S3 | Mid-North SA | Solar | 4.8497e-06 | 5.7884e-06 | 6.9805e-06 | 4.4673e-05 | 4.5606e-05 | 4.4281e-05 | 4.6443e-05 | 4.5854e-05 | 4.1547e-05 | 3.967e-05 | 4.216e-05 | 3.7861e-05 | 3.9835e-05 | 4.1298e-05 | 4.015e-05 | 4.3195e-05 | 7.9171e-05 | 0.00014174 | 0.00013458 | 0.00014651 | 0.00014048 | 0.00020995 | 0.00021394 | 0.00020591 | 0.0002448
SA | S4 | Yorke Peninsula | Solar | 0 | 0 | 0 | 0 | 0 | 0 | 0 | 0 | 0 | 0 | 0 | 0 | 0 | 0 | 0 | 0 | 0 | 0 | 0 | 0 | 0 | 0 | 0 | 0 | 0
SA | S5 | Northern SA | Solar | 590.0434 | 755.9345 | 711.2991 | 735.6354 | 738.2974 | 775.1027 | 749.1202 | 700.3061 | 696.4151 | 705.3137 | 757.7227 | 719.8855 | 733.9186 | 725.8545 | 764.6734 | 808.6865 | 760.4437 | 693.1443 | 156.1 | 152.7347 | 142.8488 | 0.00024382 | 0.00024386 | 0.0002347 | 0.00032568
SA | S6 | Leigh Creek | Solar | 6.067e-06 | 7.0242e-06 | 9.531e-06 | 0.00025013 | 0.00026189 | 0.00026372 | 0.00027055 | 0.00025524 | 0.00023736 | 0.00022903 | 0.00024367 | 0.00022472 | 0.00023129 | 0.000234 | 0.00023835 | 0.00024828 | 0.0002444 | 3309.2278 | 4820.7944 | 5084.626 | 4274.059 | 4181.0464 | 4050.3071 | 3994.2258 | 4470.635
SA | S7 | Roxby Downs | Solar | 5.0805e-06 | 5.9529e-06 | 7.7157e-06 | 6.4743e-05 | 6.6346e-05 | 6.6254e-05 | 6.7198e-05 | 6.4564e-05 | 6.1197e-05 | 5.7988e-05 | 6.1388e-05 | 5.6296e-05 | 5.8345e-05 | 6.0041e-05 | 6.038e-05 | 6.2223e-05 | 9.5143e-05 | 0.00021622 | 0.00025353 | 0.00027458 | 0.00024362 | 0.00037974 | 0.00043254 | 0.00042705 | 0.00043809
SA | S8 | Eastern Eyre Peninsula | Solar | 4.2104e-06 | 5.1475e-06 | 5.7457e-06 | 3.0203e-05 | 3.0937e-05 | 2.9218e-05 | 3.0387e-05 | 3.0251e-05 | 2.8471e-05 | 2.6505e-05 | 2.8541e-05 | 2.4523e-05 | 2.651e-05 | 2.8126e-05 | 2.6738e-05 | 3.0905e-05 | 5.2035e-05 | 8.7227e-05 | 8.0144e-05 | 8.8422e-05 | 7.3929e-05 | 0.00010861 | 0.00011554 | 0.00010975 | 0.00013365
SA | S9 | Western Eyre Peninsula | Solar | 3.9943e-06 | 4.6315e-06 | 5.6144e-06 | 2.6657e-05 | 2.6611e-05 | 2.5921e-05 | 2.7118e-05 | 2.6437e-05 | 2.4385e-05 | 2.2797e-05 | 2.3968e-05 | 2.1843e-05 | 2.2876e-05 | 2.4124e-05 | 2.3729e-05 | 2.9948e-05 | 4.74e-05 | 6.6594e-05 | 6.8373e-05 | 7.4098e-05 | 6.8011e-05 | 8.9711e-05 | 0.00010743 | 0.00011387 | 0.00014662
TAS | T1 | North East Tasmania | Solar | 3.3284e-06 | 3.664e-06 | 3.8109e-06 | 4.6021e-06 | 5.0667e-06 | 5.3033e-06 | 6.3283e-06 | 8.1374e-06 | 8.1291e-06 | 8.9123e-06 | 9.1301e-06 | 9.0592e-06 | 9.6798e-06 | 1.0322e-05 | 9.9934e-06 | 1.2622e-05 | 1.6244e-05 | 1.7217e-05 | 1.9516e-05 | 2.0755e-05 | 2.1261e-05 | 2.4522e-05 | 2.7907e-05 | 2.7855e-05 | 3.1384e-05
TAS | T2 | North West Tasmania | Solar | 1.013e-05 | 1.3461e-05 | 1.5001e-05 | 2.2409e-05 | 2.287e-05 | 2.8712e-05 | 3.3088e-05 | 3.7527e-05 | 3.3489e-05 | 3.4321e-05 | 3.3967e-05 | 2.9307e-05 | 3.2265e-05 | 5.143e-05 | 4.8141e-05 | 4.9223e-05 | 5.5837e-05 | 5.2316e-05 | 5.3867e-05 | 5.3591e-05 | 4.5848e-05 | 5.0529e-05 | 5.0934e-05 | 4.769e-05 | 4.8667e-05
TAS | T3 | Central Highlands | Solar | 3.0417e-06 | 3.4643e-06 | 3.4589e-06 | 4.0729e-06 | 4.6394e-06 | 5.094e-06 | 5.9986e-06 | 7.7707e-06 | 7.552e-06 | 8.1966e-06 | 8.7255e-06 | 8.3358e-06 | 8.5893e-06 | 9.5573e-06 | 9.6143e-06 | 1.2121e-05 | 1.5534e-05 | 1.6033e-05 | 1.8004e-05 | 1.9792e-05 | 1.9704e-05 | 2.1971e-05 | 2.6004e-05 | 2.7235e-05 | 3.033e-05
Region | REZ | REZ Name | Technology | 2026-27 | 2027-28 | 2028-29 | 2029-30 | 2030-31 | 2031-32 | 2032-33 | 2033-34 | 2034-35 | 2035-36 | 2036-37 | 2037-38 | 2038-39 | 2039-40 | 2040-41 | 2041-42 | 2042-43 | 2043-44 | 2044-45 | 2045-46 | 2046-47 | 2047-48 | 2048-49 | 2049-50 | 2050-51
QLD | Q1 | Far North QLD | Wind | 1080.4092 | 1139.9286 | 2109.223 | 2828.3619 | 3062.3318 | 3127.0322 | 3138.9825 | 2686.3315 | 2680.5975 | 2783.6812 | 2754.9109 | 2756.2535 | 2908.3481 | 2918.5907 | 3021.2385 | 2922.557 | 2595.9828 | 2450.6995 | 2560.9706 | 2479.0504 | 2395.9096 | 2524.2154 | 1847.8203 | 1882.3755 | 1857.3967
QLD | Q2 | North Qld Clean Energy Hub | Wind | 130.8755 | 134.8509 | 106.1505 | 96.3997 | 111.6926 | 117.5996 | 125.7706 | 112.4139 | 117.2054 | 125.5137 | 128.7048 | 108.2212 | 105.497 | 117.2955 | 124.9949 | 125.3771 | 115.2297 | 128.5833 | 136.5845 | 141.5917 | 109.8806 | 106.8552 | 117.5485 | 120.569 | 121.813
QLD | Q3 | Northern Qld | Wind | 0 | 0 | 0 | 0 | 0 | 0 | 0 | 0 | 0 | 0 | 0 | 0 | 0 | 0 | 0 | 0 | 0 | 0 | 0 | 0 | 0 | 0 | 0 | 0 | 0
QLD | Q4 | Isaac | Wind | 1087.3179 | 1031.5088 | 1065.0714 | 3512.3491 | 3872.7823 | 4133.2312 | 3987.2819 | 3769.2138 | 3655.13 | 3627.9394 | 3568.8148 | 3656.5799 | 3615.8222 | 3806.8852 | 4091.7118 | 3822.3137 | 3710.2025 | 3847.2595 | 3835.7146 | 3756.7221 | 3809.7172 | 3764.7862 | 3922.4271 | 6635.7327 | 6654.7757
QLD | Q5 | Barcaldine | Wind | 8.1126e-06 | 8.0658e-06 | 1.9686e-05 | 0.00029548 | 0.00031362 | 0.00029105 | 0.00034194 | 0.00031656 | 0.00028229 | 0.00027949 | 0.0002763 | 0.0002943 | 0.00028141 | 0.0003074 | 0.0003021 | 0.00031927 | 0.00031949 | 0.0014102 | 0.0014404 | 0.0013758 | 234.2271 | 222.7773 | 243.0604 | 230.6575 | 258.171
QLD | Q6 | Fitzroy | Wind | 9.2252e-06 | 9.9955e-06 | 3.6879e-05 | 2607.9455 | 2701.6665 | 2692.9312 | 2805.6796 | 2620.4314 | 2562.0695 | 2447.6001 | 2398.2682 | 2697.5842 | 2700.6202 | 2640.8222 | 2642.3117 | 2710.0092 | 2601.1535 | 2701.4737 | 2585.4494 | 2529.5981 | 3575.5904 | 3634.7275 | 3522.0368 | 4306.4885 | 4448.8223
QLD | Q7 | Wide Bay | Wind | 7.6002e-06 | 7.4913e-06 | 2.3211e-05 | 108.5152 | 116.1664 | 108.2333 | 112.0227 | 104.8174 | 97.6478 | 99.5754 | 92.2499 | 107.627 | 109.2807 | 108.8997 | 101.0876 | 107.5344 | 104.0742 | 102.9496 | 105.4147 | 97.2522 | 113.8253 | 114.8879 | 112.8578 | 104.2643 | 112.5691
QLD | Q8 | Darling Downs | Wind | 4892.1274 | 5156.0525 | 5070.9052 | 12639.754 | 13665.5648 | 12841.3944 | 13677.5641 | 13024.3375 | 12280.4267 | 12601.8968 | 12744.9785 | 13149.9478 | 12641.3377 | 12827.0214 | 11976.8534 | 13075.9427 | 12656.702 | 12782.9596 | 12045.4604 | 12019.5133 | 12592.4148 | 12082.6845 | 12141.1512 | 11443.647 | 12645.0785
QLD | Q9 | Banana | Wind | 7.3499e-06 | 7.4683e-06 | 1.8236e-05 | 0.00071984 | 0.00074817 | 0.00068168 | 0.00075348 | 0.00069954 | 0.000645 | 0.00063362 | 0.00063754 | 0.00069537 | 0.00069236 | 0.00069324 | 0.00066251 | 0.00071995 | 0.00068566 | 0.00073165 | 0.00072208 | 0.00070794 | 0.0020854 | 0.0020119 | 0.0019968 | 0.0018924 | 2277.8719
NSW | N1 | North West NSW | Wind | 0 | 0 | 0 | 0 | 0 | 0 | 0 | 0 | 0 | 0 | 0 | 0 | 0 | 0 | 0 | 0 | 0 | 0 | 0 | 0 | 0 | 0 | 0 | 0 | 0
NSW | N2 | New England | Wind | 1251.9671 | 2063.0125 | 6007.0992 | 7466.2133 | 7973.0049 | 7641.2995 | 8145.527 | 7818.268 | 7638.2603 | 7862.9508 | 8254.1502 | 8591.7552 | 7275.8194 | 7614.2303 | 7321.0142 | 7643.5081 | 7447.8593 | 6698.1383 | 11862.105 | 13105.427 | 19833.9384 | 17874.6555 | 18418.7237 | 17104.6178 | 20067.1802
NSW | N3 | Central-West Orana | Wind | 1868.7928 | 1817.2703 | 2056.7268 | 4227.9268 | 4353.2796 | 4219.7796 | 4449.3645 | 4303.5822 | 4214.966 | 4457.2469 | 4669.2531 | 4662.6929 | 4305.7616 | 4318.4746 | 4216.9112 | 4499.2356 | 4376.901 | 4409.7097 | 4660.0195 | 4780.1707 | 4655.7741 | 4284.1523 | 4266.4347 | 3778.2587 | 4006.2664
NSW | N4 | Broken Hill | Wind | 640.0685 | 629.5331 | 585.7119 | 617.2943 | 646.3321 | 653.1542 | 628.6749 | 594.9656 | 590.7146 | 630.2499 | 633.7459 | 609.9396 | 630.4047 | 644.9296 | 652.8088 | 635.0139 | 602.1285 | 0.00025063 | 0.00025844 | 0.00043028 | 0.00038935 | 0.00061664 | 0.00059364 | 0.00089261 | 0.00086322
NSW | N5 | South West NSW | Wind | 2.1361e-05 | 4.1709e-05 | 3.5089e-05 | 0.00020111 | 0.00019088 | 0.00020035 | 0.00018969 | 0.00018918 | 0.00016833 | 0.0001715 | 0.00018667 | 0.00016125 | 0.00017493 | 0.00017352 | 0.00018788 | 0.00017397 | 0.00023547 | 0.00025285 | 0.00026962 | 0.0003368 | 0.00027574 | 0.00033229 | 0.0003325 | 0.0005972 | 0.00054272
NSW | N6 | Wagga Wagga | Wind | 1.7723e-05 | 3.309e-05 | 3.255e-05 | 0.00011749 | 0.00010393 | 0.00010951 | 0.0001101 | 0.00010973 | 8.9591e-05 | 9.252e-05 | 9.9284e-05 | 9.6279e-05 | 9.7807e-05 | 9.38e-05 | 0.00010208 | 0.0001007 | 0.00013802 | 0.00013245 | 0.00015108 | 0.00018391 | 0.00016625 | 0.00019061 | 0.00017954 | 0.00032223 | 0.00031211
NSW | N7 | Tumut | Wind | 0 | 0 | 0 | 0 | 0 | 0 | 0 | 0 | 0 | 0 | 0 | 0 | 0 | 0 | 0 | 0 | 0 | 0 | 0 | 0 | 0 | 0 | 0 | 0 | 0
NSW | N8 | Cooma-Monaro | Wind | 319.1723 | 1081.6964 | 1158.937 | 1150.4419 | 1269.0968 | 1303.3519 | 1176.7288 | 1202.6423 | 1165.0571 | 1245.209 | 1214.0784 | 1234.2698 | 1182.6939 | 1266.2075 | 972.0724 | 904.9542 | 951.4089 | 949.9448 | 1000.7657 | 982.4789 | 968.8987 | 1124.4068 | 1196.5305 | 1206.1194 | 1113.5075
NSW | N9 | Hunter-Central Coast | Wind | 1011.4511 | 972.9903 | 1464.4711 | 1925.8436 | 2196.6568 | 2155.6521 | 2123.9552 | 2153.3917 | 2056.4894 | 2200.6829 | 2192.2761 | 2153.7286 | 1991.9059 | 2169.1236 | 2152.3605 | 2167.2374 | 2236.9673 | 2236.0142 | 2356.5622 | 3159.6347 | 3176.1644 | 2867.1808 | 3065.9274 | 2941.8393 | 4495.966
VIC | V1 | Ovens Murray | Wind | 0 | 0 | 0 | 0 | 0 | 0 | 0 | 0 | 0 | 0 | 0 | 0 | 0 | 0 | 0 | 0 | 0 | 0 | 0 | 0 | 0 | 0 | 0 | 0 | 0
VIC | V2 | Murray River | Wind | 0 | 0 | 0 | 0 | 0 | 0 | 0 | 0 | 0 | 0 | 0 | 0 | 0 | 0 | 0 | 0 | 0 | 0 | 0 | 0 | 0 | 0 | 0 | 0 | 0
VIC | V3 | Western Victoria | Wind | 4829.9888 | 5049.7014 | 4844.3642 | 7521.9221 | 7207.3077 | 7966.6767 | 7103.9546 | 7079.1914 | 6408.2661 | 6614.2865 | 6905.8785 | 6239.7062 | 6584.6302 | 6373.3893 | 7057.6618 | 6337.3072 | 6310.9306 | 6149.9251 | 5285.0216 | 5527.7286 | 4896.5059 | 4638.8669 | 4401.574 | 3179.9226 | 2889.7017
VIC | V4 | South West Victoria | Wind | 8995.0268 | 9329.2688 | 8656.5475 | 9371.0654 | 9086.0449 | 10260.7328 | 8830.4561 | 8873.7734 | 8984.7797 | 9225.4363 | 9661.2266 | 8468.504 | 8035.2767 | 7703.6323 | 8115.9831 | 7060.0222 | 7169.2141 | 7021.6461 | 7427.6759 | 4861.5188 | 4237.702 | 4014.6038 | 3804.2531 | 4323.3951 | 3728.067
VIC | V5 | Gippsland | Wind | 9.4545e-06 | 1.2852e-05 | 1.5692e-05 | 0.0002349 | 0.00021648 | 0.00022963 | 0.00022521 | 0.00021785 | 0.00019993 | 0.00018928 | 0.00021982 | 0.00019103 | 0.00019687 | 0.00018252 | 0.00019514 | 0.00018406 | 0.00018644 | 0.00019101 | 0.00018718 | 0.00022105 | 0.00019493 | 0.00042877 | 0.00040071 | 0.00048266 | 0.00044733
VIC | V6 | Central North VIC | Wind | 8.5278e-06 | 1.0028e-05 | 1.2328e-05 | 0.00020372 | 0.00018827 | 0.00019388 | 0.00020876 | 0.00020351 | 0.00017125 | 0.00017896 | 0.00018678 | 0.00016611 | 0.00017531 | 0.00016698 | 0.0001757 | 0.00018116 | 0.00018665 | 0.00016955 | 0.00018215 | 0.00019286 | 0.00016925 | 0.00023649 | 0.00022393 | 0.0003958 | 0.00068668
SA | S1 | South East SA | Wind | 676.3622 | 770.1819 | 632.0934 | 666.4622 | 654.4241 | 800.9892 | 685.439 | 665.4137 | 692.3518 | 465.7893 | 486.1899 | 408.4223 | 80.3912 | 79.2486 | 0.00015346 | 0.00024862 | 0.0010174 | 0.00096943 | 0.0010777 | 0.0015663 | 0.0013509 | 0.0022289 | 0.0020638 | 0.0025106 | 0.0022722
SA | S2 | Riverland | Wind | 7.6405e-06 | 8.3921e-06 | 8.8487e-06 | 4.8664e-05 | 4.2978e-05 | 4.4916e-05 | 4.2136e-05 | 4.3423e-05 | 3.8136e-05 | 4.2417e-05 | 4.2319e-05 | 3.7307e-05 | 4.2115e-05 | 4.9909e-05 | 6.4666e-05 | 7.3912e-05 | 0.00011223 | 0.00010777 | 0.00014396 | 0.00014913 | 0.00012393 | 0.00016144 | 0.00016031 | 0.00019987 | 0.00017622
SA | S3 | Mid-North SA | Wind | 5202.8017 | 5680.3429 | 5247.6176 | 5309.0378 | 5368.2393 | 5815.4905 | 5139.832 | 5002.2608 | 4659.6828 | 5108.6588 | 4522.9674 | 4185.0921 | 4273.0649 | 3292.8335 | 3564.4815 | 3285.1888 | 4258.8942 | 3333.3101 | 3723.3115 | 3942.0469 | 3449.9776 | 3580.796 | 3537.6289 | 3767.2384 | 3504.9461
SA | S4 | Yorke Peninsula | Wind | 224.2284 | 258.8302 | 250.7762 | 254.0621 | 243.4679 | 0.00014632 | 0.00013367 | 0.00013931 | 0.000119 | 0.00013091 | 0.00012843 | 0.00012252 | 0.00012871 | 0.00012606 | 0.00015609 | 0.00036545 | 0.0004548 | 0.00041905 | 0.00076675 | 0.00074705 | 0.00068092 | 0.00097835 | 0.00092608 | 0.0012387 | 0.0010708
SA | S5 | Northern SA | Wind | 1240.084 | 1387.5552 | 1280.8789 | 1295.4776 | 1332.8794 | 1369.5688 | 1234.8491 | 1278.6835 | 1249.1127 | 1358.5395 | 1396.8072 | 1295.6629 | 1320.8385 | 1348.9818 | 1388.0952 | 1280.8399 | 1316.2572 | 1258.7061 | 1330.8651 | 627.2571 | 506.9281 | 496.122 | 508.7365 | 552.5996 | 516.2675
SA | S6 | Leigh Creek | Wind | 1.1084e-05 | 1.2833e-05 | 2.4011e-05 | 1977.2943 | 2011.6124 | 2063.8425 | 1963.5668 | 1909.6086 | 1811.2306 | 1952.9938 | 1940.9597 | 2055.2116 | 2010.7378 | 2028.8645 | 2081.0986 | 2022.5282 | 1959.324 | 1826.6182 | 1913.6962 | 1891.4075 | 4238.5865 | 6219.6068 | 6177.6941 | 6250.5408 | 6170.5896
SA | S7 | Roxby Downs | Wind | 0 | 0 | 0 | 0 | 0 | 0 | 0 | 0 | 0 | 0 | 0 | 0 | 0 | 0 | 0 | 0 | 0 | 0 | 0 | 0 | 0 | 0 | 0 | 0 | 0
SA | S8 | Eastern Eyre Peninsula | Wind | 307.3042 | 341.0273 | 354.4766 | 347.8368 | 183.2806 | 177.2342 | 147.4032 | 149.5411 | 149.5094 | 0.0002544 | 0.00024765 | 0.00024812 | 0.00025664 | 0.00025117 | 0.00028273 | 0.00095447 | 0.00098036 | 0.00090495 | 500.7809 | 475.33 | 447.4052 | 443.2359 | 432.2385 | 568.2075 | 512.3206
SA | S9 | Western Eyre Peninsula | Wind | 9.6514e-06 | 1.0387e-05 | 1.3579e-05 | 0.00012473 | 0.00011651 | 0.0001268 | 0.00012004 | 0.00011865 | 9.8487e-05 | 0.00010742 | 0.00010609 | 0.00010656 | 0.00010956 | 0.00010916 | 0.00012533 | 0.00024493 | 0.00025109 | 0.00022983 | 0.00035985 | 0.00035524 | 0.00033252 | 0.00033559 | 0.00032271 | 0.0006763 | 0.002239
TAS | T1 | North East Tasmania | Wind | 519.3627 | 518.5778 | 487.3088 | 407.9047 | 391.2331 | 427.1848 | 413.5873 | 416.3893 | 438.5358 | 393.2486 | 424.4557 | 392.8459 | 366.2627 | 337.5728 | 374.7032 | 360.8629 | 371.1461 | 415.0344 | 392.1665 | 425.181 | 400.14 | 395.5986 | 367.39 | 422.459 | 0.00053521
TAS | T2 | North West Tasmania | Wind | 701.7066 | 666.2384 | 625.3607 | 549.1623 | 610.7808 | 703.5992 | 696.5407 | 659.8318 | 662.6711 | 670.6215 | 699.7338 | 605.4978 | 602.6438 | 534.2302 | 617.4987 | 600.7869 | 586.1237 | 625.5263 | 668.0401 | 709.9543 | 624.6262 | 648.1838 | 586.9706 | 700.8565 | 314.5458
TAS | T3 | Central Highlands | Wind | 1782.42 | 3094.7686 | 3358.483 | 5080.9066 | 5025.7129 | 5516.3211 | 5689.822 | 5704.0989 | 5832.6796 | 5643.7773 | 6328.1846 | 6310.5443 | 6528.8501 | 5921.1851 | 5922.435 | 5906.227 | 5857.7306 | 6073.4856 | 5798.0505 | 6441.8865 | 6458.2607 | 6682.2505 | 6066.1504 | 6153.9113 | 6112.4077
Region | REZ | REZ Name | Technology | 2026-27 | 2027-28 | 2028-29 | 2029-30 | 2030-31 | 2031-32 | 2032-33 | 2033-34 | 2034-35 | 2035-36 | 2036-37 | 2037-38 | 2038-39 | 2039-40 | 2040-41 | 2041-42 | 2042-43 | 2043-44 | 2044-45 | 2045-46 | 2046-47 | 2047-48 | 2048-49 | 2049-50 | 2050-51
NSW | O1 | Hunter Coast | Offshore Wind | 3.7573e-06 | 4.8449e-06 | 5.4118e-06 | 7.8383e-06 | 6.7951e-06 | 6.1151e-06 | 6.4223e-06 | 6.5516e-06 | 6.2254e-06 | 5.8644e-06 | 6.0867e-06 | 6.5247e-06 | 5.5237e-06 | 6.4853e-06 | 6.2349e-06 | 7.9957e-06 | 9.456e-06 | 1.0744e-05 | 1.0134e-05 | 1.1874e-05 | 1.3449e-05 | 1.1391e-05 | 1.4511e-05 | 1.344e-05 | 1.6364e-05
NSW | O2 | Illawarra Coast | Offshore Wind | 1.7299e-05 | 2.7405e-05 | 3.0818e-05 | 3.5569e-05 | 3.1577e-05 | 3.1538e-05 | 3.1171e-05 | 3.0738e-05 | 2.6857e-05 | 2.7027e-05 | 2.6086e-05 | 2.9078e-05 | 2.7001e-05 | 2.8823e-05 | 2.9832e-05 | 3.0933e-05 | 3.2618e-05 | 3.3838e-05 | 3.5481e-05 | 3.6206e-05 | 4.6797e-05 | 4.4075e-05 | 5.0664e-05 | 5.8242e-05 | 6.8199e-05
VIC | O3 | Gippsland Coast | Offshore Wind | 7.2297e-06 | 7.7234e-06 | 1496.2823 | 7695.9683 | 7663.5527 | 8214.257 | 7930.5327 | 9340.227 | 12580.444 | 12488.55 | 12663.204 | 12593.54 | 12446.108 | 12788.161 | 13778.93 | 13256.533 | 14216.769 | 14649.408 | 14825.033 | 15360.389 | 14952.512 | 15024.371 | 14317.29 | 15634.415 | 14787.53
TAS | O4 | North West Tasmania Coast | Offshore Wind | 1.2109e-05 | 1.2637e-05 | 1.309e-05 | 1.4015e-05 | 1.3686e-05 | 1.5785e-05 | 1.47e-05 | 1.677e-05 | 1.6806e-05 | 1.7903e-05 | 1.7838e-05 | 1.8093e-05 | 2.0006e-05 | 2.83e-05 | 3.1074e-05 | 2.8169e-05 | 2.9116e-05 | 2.9181e-05 | 3.0818e-05 | 3.0626e-05 | 2.9631e-05 | 3.0249e-05 | 2.8647e-05 | 3.2867e-05 | 3.0282e-05
VIC | O5 | Portland Coast | Offshore Wind | 6.3943e-06 | 7.1239e-06 | 8.0925e-05 | 682.7733 | 665.5815 | 691.5277 | 650.317 | 652.7913 | 3642.9995 | 3688.5137 | 3852.1902 | 6433.468 | 9876.351 | 10276.137 | 10749.572 | 10022.15 | 10453.916 | 10618.0625 | 10979.644 | 11780.651 | 11225.487 | 12288.841 | 11485.409 | 12172.884 | 11239.852
SA | O6 | South East SA Coast | Offshore Wind | 5.8975e-06 | 6.6538e-06 | 7.2604e-06 | 2.2914e-05 | 1.8156e-05 | 1.907e-05 | 1.8084e-05 | 1.8393e-05 | 1.6805e-05 | 1.6595e-05 | 1.7375e-05 | 1.6332e-05 | 1.8757e-05 | 1.8532e-05 | 2.1751e-05 | 2.2752e-05 | 2.7007e-05 | 2.8612e-05 | 2.82e-05 | 3.4362e-05 | 3.1262e-05 | 4.3148e-05 | 4.0896e-05 | 4.754e-05 | 4.3792e-05

## ML1_REZ Capacity
Installed capacity by REZ (MW) - ML1, Progressive Change Scenario
Capacity calculated on 1 July. In early study years some wind and solar projects enter later in the financial year and are therefore reflected in the following financial year's capacity. REZ capacity includes capacity from the existing, committed and anticipated renewables mapped to the relevant REZs. Does not include capacity from renewables not in a REZ.
Non-scheduled generation including Distributed PV is not shown.
Region | REZ | REZ Name | Technology | 2026-27 | 2027-28 | 2028-29 | 2029-30 | 2030-31 | 2031-32 | 2032-33 | 2033-34 | 2034-35 | 2035-36 | 2036-37 | 2037-38 | 2038-39 | 2039-40 | 2040-41 | 2041-42 | 2042-43 | 2043-44 | 2044-45 | 2045-46 | 2046-47 | 2047-48 | 2048-49 | 2049-50 | 2050-51
QLD | Q1 | Far North QLD | Solar | 0 | 0 | 0 | 0 | 0 | 0 | 0 | 0 | 0 | 0 | 0 | 0 | 0 | 0 | 0 | 0 | 0 | 0 | 0 | 0 | 0 | 0 | 0 | 0 | 0
QLD | Q2 | North Qld Clean Energy Hub | Solar | 83 | 83 | 83 | 83 | 83 | 83 | 83 | 83 | 83 | 83 | 83 | 33 | 33 | 33 | 33 | 33 | 33 | 33 | 33 | 33 | 18 | 18 | 0 | 0 | 0
QLD | Q3 | Northern Qld | Solar | 513.997 | 513.997 | 513.997 | 513.997 | 513.997 | 513.997 | 513.997 | 586.1478 | 962.3083 | 962.3083 | 962.3083 | 962.3083 | 962.3083 | 962.3083 | 962.3083 | 962.3083 | 819.3083 | 691.3083 | 691.3083 | 691.3083 | 691.3083 | 623.3614 | 895.338 | 895.338 | 762.741
QLD | Q4 | Isaac | Solar | 684.9 | 684.9 | 684.9 | 684.9 | 684.9 | 684.9 | 684.9 | 1235.7529 | 1235.7529 | 1235.7529 | 1235.7529 | 1235.7529 | 1235.7529 | 1235.7529 | 1235.7529 | 1235.7529 | 1235.7529 | 1235.7529 | 1193.2529 | 1193.2529 | 1193.2529 | 1193.2529 | 734.3529 | 576.8529 | 550.8529
QLD | Q5 | Barcaldine | Solar | 14 | 14 | 14 | 14.0001 | 14.0001 | 14.0001 | 14.0001 | 14.0003 | 81.8657 | 81.8657 | 81.8657 | 81.8657 | 81.8657 | 81.8657 | 81.8657 | 81.8657 | 81.8657 | 67.8657 | 67.8657 | 67.8657 | 67.8657 | 67.8657 | 67.8657 | 67.8657 | 67.8657
QLD | Q6 | Fitzroy | Solar | 401.5 | 401.5 | 401.5 | 401.5 | 401.5 | 401.5 | 401.5 | 955.4211 | 4053.0845 | 4053.0845 | 4053.0845 | 4053.0845 | 4053.0845 | 4053.0845 | 4053.0845 | 4053.0845 | 4053.0845 | 4053.0845 | 4053.0845 | 4053.0845 | 4053.0845 | 4053.0845 | 4053.0845 | 4053.0845 | 4053.0845
QLD | Q7 | Wide Bay | Solar | 607.83 | 607.83 | 607.83 | 640.5799 | 640.5799 | 640.5799 | 640.5799 | 640.5799 | 752.4281 | 752.4281 | 752.4281 | 752.4281 | 752.4281 | 752.4281 | 752.4281 | 752.4281 | 752.4281 | 752.4281 | 752.4281 | 752.4281 | 752.4281 | 752.4281 | 752.4281 | 657.1754 | 657.1754
QLD | Q8 | Darling Downs | Solar | 1476.558 | 1476.558 | 1476.558 | 2305.6212 | 2305.6212 | 2305.6212 | 2305.6212 | 2305.6212 | 3981.6947 | 3981.6947 | 3860.6947 | 3860.6947 | 3860.6947 | 3860.6947 | 3860.6947 | 3860.6947 | 3860.6947 | 3835.6947 | 3732.7347 | 3700.6307 | 3051.2767 | 3051.2767 | 3016.7767 | 2961.1367 | 2961.1367
QLD | Q9 | Banana | Solar | 0 | 0 | 0 | 802.3414 | 802.3414 | 802.3414 | 802.3414 | 802.3414 | 802.3414 | 802.3414 | 802.3414 | 802.3414 | 802.3414 | 802.3414 | 802.3414 | 802.3414 | 802.3414 | 802.3414 | 802.3414 | 802.3414 | 802.3414 | 1361.4661 | 3699.6946 | 3699.6946 | 3699.6946
NSW | N1 | North West NSW | Solar | 248.8693 | 248.8693 | 248.8693 | 248.8693 | 248.8693 | 248.8693 | 248.8693 | 248.8693 | 248.8693 | 248.8693 | 248.8693 | 248.8693 | 248.8693 | 248.8693 | 248.8693 | 248.8693 | 248.8693 | 248.8693 | 248.8693 | 248.8693 | 224.3329 | 236.2516 | 236.2516 | 236.2516 | 236.2516
NSW | N2 | New England | Solar | 730.0808 | 730.0808 | 730.0808 | 730.0808 | 730.0808 | 730.0808 | 730.0808 | 730.0808 | 730.0808 | 730.0808 | 730.0808 | 730.0808 | 730.0808 | 730.0808 | 730.0808 | 730.0808 | 730.0808 | 710.0808 | 710.0808 | 710.0808 | 710.0808 | 710.0808 | 710.0808 | 710.0808 | 710.0808
NSW | N3 | Central-West Orana | Solar | 1739.095 | 2353.4468 | 2353.4468 | 2353.4468 | 2353.4468 | 2353.4468 | 2353.4468 | 2353.4468 | 2353.4468 | 2353.4468 | 2353.4468 | 2353.4468 | 2353.4468 | 2353.4468 | 2353.4468 | 2353.4468 | 2251.4218 | 2251.4218 | 2251.4218 | 2215.3418 | 2215.3418 | 2800.61 | 2750.61 | 2547.57 | 2477.82
NSW | N4 | Broken Hill | Solar | 241.8925 | 241.8925 | 241.8925 | 241.8925 | 241.8925 | 241.8925 | 241.8925 | 241.8925 | 241.8925 | 241.8925 | 241.8925 | 241.8925 | 241.8925 | 241.8925 | 241.8925 | 241.8925 | 241.8925 | 188.8925 | 188.8925 | 188.8925 | 307.484 | 307.484 | 307.484 | 307.484 | 307.484
NSW | N5 | South West NSW | Solar | 2072.0579 | 2613.4878 | 2613.4878 | 2613.4878 | 2613.4878 | 2613.4878 | 2613.4878 | 2613.4878 | 2613.4878 | 2613.4878 | 2613.4878 | 2613.4878 | 2613.4878 | 2613.4878 | 2613.4878 | 2613.4878 | 2613.4878 | 2463.1878 | 2463.1878 | 2463.1878 | 2378.1878 | 2378.1878 | 2378.1878 | 1987.0278 | 1738.0478
NSW | N6 | Wagga Wagga | Solar | 1691.028 | 1691.028 | 1691.028 | 1691.028 | 1691.028 | 1691.028 | 1691.028 | 1691.028 | 1691.028 | 1691.028 | 1691.028 | 1691.028 | 1691.028 | 1691.028 | 1691.028 | 1691.028 | 1691.028 | 1691.028 | 1691.028 | 1691.028 | 1691.028 | 1691.028 | 1691.028 | 1691.028 | 1498
NSW | N7 | Tumut | Solar | 0 | 0 | 0 | 0 | 0 | 0 | 0 | 0 | 0 | 0 | 0 | 0 | 0 | 0 | 0 | 0 | 0 | 0 | 0 | 0 | 0 | 0 | 0 | 0 | 0
NSW | N8 | Cooma-Monaro | Solar | 0 | 0 | 0 | 0 | 0 | 0 | 0 | 0 | 0 | 0 | 0 | 0 | 0 | 0 | 0 | 0 | 0 | 0 | 0 | 0 | 0 | 0 | 0 | 0 | 0
NSW | N9 | Hunter-Central Coast | Solar | 0 | 0 | 0 | 0 | 0 | 0 | 0 | 0 | 0 | 0 | 0 | 0 | 0 | 0 | 0 | 0 | 0 | 0 | 0 | 0 | 0 | 0 | 0 | 0 | 0
VIC | V1 | Ovens Murray | Solar | 0 | 0 | 0 | 0.00014426 | 0.00014426 | 0.00014427 | 0.00014429 | 0.00014429 | 0.00014436 | 0.00014436 | 0.00014436 | 0.00014436 | 0.00014436 | 0.00014437 | 0.00014437 | 0.0001444 | 0.00014446 | 0.00014455 | 0.00014459 | 0.00014471 | 0.00014498 | 0.00014513 | 0.00014555 | 0.00014564 | 0.00015081
VIC | V2 | Murray River | Solar | 774.093 | 774.093 | 774.093 | 1668.4861 | 1668.4861 | 1668.4861 | 1668.4861 | 1668.4861 | 3820.3127 | 3820.3127 | 3820.3127 | 3820.3127 | 3820.3127 | 3820.3127 | 3820.3127 | 3820.3127 | 3820.3127 | 3820.3127 | 3820.3127 | 3789.2097 | 3789.2097 | 3789.2097 | 3631.2297 | 3233.7797 | 3141.2197
VIC | V3 | Western Victoria | Solar | 0 | 0 | 0 | 0 | 0 | 0 | 0 | 0 | 0 | 0 | 0 | 0 | 0 | 0 | 0 | 0 | 0 | 0 | 0 | 0 | 0 | 0 | 0 | 0 | 0
VIC | V4 | South West Victoria | Solar | 0 | 0 | 0 | 0 | 0 | 0 | 0 | 0 | 0 | 0 | 0 | 0 | 0 | 0 | 0 | 0 | 0 | 0 | 0 | 0 | 0 | 0 | 0 | 0 | 0
VIC | V5 | Gippsland | Solar | 77 | 77 | 77 | 77 | 77 | 77 | 77 | 77 | 77 | 77 | 77 | 77 | 77 | 77 | 77 | 77 | 77 | 77 | 77 | 77 | 77 | 77 | 77 | 77 | 77
VIC | V6 | Central North VIC | Solar | 622.48 | 622.48 | 622.48 | 810.4566 | 810.4566 | 810.4566 | 810.4566 | 810.4566 | 810.4566 | 810.4566 | 810.4566 | 810.4566 | 810.4566 | 810.4566 | 810.4566 | 810.4566 | 810.4566 | 810.4566 | 699.9766 | 699.9766 | 699.9766 | 699.9766 | 699.9766 | 699.9766 | 699.9766
SA | S1 | South East SA | Solar | 512.16 | 512.16 | 512.16 | 512.16 | 512.16 | 512.16 | 512.16 | 512.16 | 512.16 | 512.16 | 512.16 | 512.16 | 512.16 | 512.16 | 512.16 | 481.62 | 481.62 | 481.62 | 481.62 | 481.62 | 481.62 | 481.62 | 481.62 | 373.62 | 373.62
SA | S2 | Riverland | Solar | 55.26 | 55.26 | 55.26 | 55.26 | 55.26 | 49.14 | 49.14 | 49.14 | 49.14 | 49.14 | 49.14 | 49.14 | 49.14 | 49.14 | 49.14 | 37.38 | 37.38 | 37.38 | 37.38 | 30 | 30 | 30 | 30 | 30 | 30
SA | S3 | Mid-North SA | Solar | 0 | 0 | 0 | 0 | 0 | 0 | 0 | 0 | 0 | 0 | 0 | 0 | 0 | 0 | 0 | 0 | 0 | 0 | 0 | 0 | 0.00010963 | 0.00015607 | 0.00015679 | 0.00015702 | 0.00017578
SA | S4 | Yorke Peninsula | Solar | 0 | 0 | 0 | 0 | 0 | 0 | 0 | 0 | 0 | 0 | 0 | 0 | 0 | 0 | 0 | 0 | 0 | 0 | 0 | 0 | 0 | 0 | 0 | 0 | 0
SA | S5 | Northern SA | Solar | 349.2 | 349.2 | 349.2 | 349.2 | 349.2 | 349.2 | 349.2 | 349.2 | 349.2 | 349.2 | 349.2 | 349.2 | 349.2 | 349.2 | 349.2 | 349.2 | 349.2 | 349.2001 | 79.2001 | 79.2001 | 79.2001 | 0.00016574 | 0.00016601 | 0.0001663 | 0.00021506
SA | S6 | Leigh Creek | Solar | 0 | 0 | 0 | 0.00014579 | 0.00014579 | 0.00014579 | 0.0001458 | 0.00014581 | 0.00014581 | 0.00014581 | 0.00014582 | 0.00014583 | 0.00014584 | 0.00014584 | 0.00014585 | 0.00014593 | 0.00014632 | 1515.7799 | 2256.0007 | 2256.0007 | 2256.0007 | 2256.0007 | 2256.0007 | 2256.0007 | 2256.0007
SA | S7 | Roxby Downs | Solar | 0 | 0 | 0 | 0 | 0 | 0 | 0 | 0 | 0 | 0 | 0 | 0 | 0 | 0 | 0 | 0 | 0 | 0.00012295 | 0.00015298 | 0.00015305 | 0.00015364 | 0.0002332 | 0.00026195 | 0.00026205 | 0.00026216
SA | S8 | Eastern Eyre Peninsula | Solar | 0 | 0 | 0 | 0 | 0 | 0 | 0 | 0 | 0 | 0 | 0 | 0 | 0 | 0 | 0 | 0 | 0 | 0 | 0 | 0 | 0 | 0 | 0 | 0 | 0.00010418
SA | S9 | Western Eyre Peninsula | Solar | 0 | 0 | 0 | 0 | 0 | 0 | 0 | 0 | 0 | 0 | 0 | 0 | 0 | 0 | 0 | 0 | 0 | 0 | 0 | 0 | 0 | 0 | 0 | 0 | 0.00010188
TAS | T1 | North East Tasmania | Solar | 0 | 0 | 0 | 0 | 0 | 0 | 0 | 0 | 0 | 0 | 0 | 0 | 0 | 0 | 0 | 0 | 0 | 0 | 0 | 0 | 0 | 0 | 0 | 0 | 0
TAS | T2 | North West Tasmania | Solar | 0 | 0 | 0 | 0 | 0 | 0 | 0 | 0 | 0 | 0 | 0 | 0 | 0 | 0 | 0 | 0 | 0 | 0 | 0 | 0 | 0 | 0 | 0 | 0 | 0
TAS | T3 | Central Highlands | Solar | 0 | 0 | 0 | 0 | 0 | 0 | 0 | 0 | 0 | 0 | 0 | 0 | 0 | 0 | 0 | 0 | 0 | 0 | 0 | 0 | 0 | 0 | 0 | 0 | 0
Region | REZ | REZ Name | Technology | 2026-27 | 2027-28 | 2028-29 | 2029-30 | 2030-31 | 2031-32 | 2032-33 | 2033-34 | 2034-35 | 2035-36 | 2036-37 | 2037-38 | 2038-39 | 2039-40 | 2040-41 | 2041-42 | 2042-43 | 2043-44 | 2044-45 | 2045-46 | 2046-47 | 2047-48 | 2048-49 | 2049-50 | 2050-51
QLD | Q1 | Far North QLD | Wind | 330.318 | 330.318 | 625.7481 | 830.3179 | 830.3179 | 830.3179 | 830.3179 | 830.3179 | 830.3179 | 830.3179 | 830.3179 | 830.3179 | 830.3179 | 830.3179 | 830.3179 | 830.3179 | 830.3179 | 649.7999 | 649.7999 | 649.7999 | 649.7999 | 649.7999 | 499.9999 | 499.9999 | 499.9999
QLD | Q2 | North Qld Clean Energy Hub | Wind | 43.2 | 43.2 | 43.2 | 43.2 | 43.2 | 43.2 | 43.2 | 43.2 | 43.2 | 43.2 | 43.2 | 43.2 | 43.2 | 43.2 | 43.2 | 43.2 | 43.2 | 43.2 | 43.2 | 43.2 | 43.2 | 43.2 | 43.2 | 43.2 | 43.2
QLD | Q3 | Northern Qld | Wind | 0 | 0 | 0 | 0 | 0 | 0 | 0 | 0 | 0 | 0 | 0 | 0 | 0 | 0 | 0 | 0 | 0 | 0 | 0 | 0 | 0 | 0 | 0 | 0 | 0
QLD | Q4 | Isaac | Wind | 450 | 450 | 450 | 1450 | 1450 | 1450 | 1450 | 1450 | 1450 | 1450 | 1450 | 1450 | 1450 | 1450 | 1450 | 1450 | 1450 | 1450 | 1450 | 1450 | 1450 | 1450 | 1450 | 2385.744 | 2575.2878
QLD | Q5 | Barcaldine | Wind | 0 | 0 | 0 | 0.00010678 | 0.00010678 | 0.00010678 | 0.00010679 | 0.00010679 | 0.00010705 | 0.00010706 | 0.00010707 | 0.00010709 | 0.00010711 | 0.00010712 | 0.00010715 | 0.00010725 | 0.00010747 | 0.00051884 | 0.00051907 | 0.00051924 | 90.3726 | 90.3726 | 90.3726 | 90.3726 | 98.4453
QLD | Q6 | Fitzroy | Wind | 0 | 0 | 0 | 900 | 900 | 900 | 900 | 900 | 900 | 900 | 900 | 900 | 900 | 900 | 900 | 900 | 900 | 900.0001 | 900.0002 | 900.0002 | 1187.9921 | 1213.5226 | 1213.5226 | 1529.9016 | 1557.7703
QLD | Q7 | Wide Bay | Wind | 0 | 0 | 0 | 48.252 | 48.252 | 48.252 | 48.252 | 48.252 | 48.252 | 48.252 | 48.252 | 48.252 | 48.252 | 48.252 | 48.252 | 48.252 | 48.252 | 48.252 | 48.252 | 48.252 | 48.2521 | 48.2521 | 48.2521 | 48.2521 | 48.2521
QLD | Q8 | Darling Downs | Wind | 1800.89 | 1800.89 | 1800.89 | 4826.4455 | 4826.4455 | 4826.4455 | 4826.4455 | 4826.4455 | 4826.4455 | 4826.4455 | 4826.4455 | 4826.4455 | 4826.4455 | 4826.4455 | 4826.4455 | 4826.4455 | 4826.4455 | 4826.4455 | 4373.5555 | 4373.5555 | 4373.5555 | 4373.5555 | 4373.5555 | 4373.5555 | 4438.3474
QLD | Q9 | Banana | Wind | 0 | 0 | 0 | 0.0002957 | 0.0002957 | 0.0002957 | 0.00029571 | 0.00029571 | 0.00029595 | 0.00029595 | 0.00029596 | 0.00029598 | 0.00029599 | 0.000296 | 0.00029601 | 0.00029614 | 0.00029627 | 0.00029647 | 0.00029685 | 0.00029703 | 0.00082498 | 0.00082504 | 0.00082506 | 0.00082508 | 900.0059
NSW | N1 | North West NSW | Wind | 0 | 0 | 0 | 0 | 0 | 0 | 0 | 0 | 0 | 0 | 0 | 0 | 0 | 0 | 0 | 0 | 0 | 0 | 0 | 0 | 0 | 0 | 0 | 0 | 0
NSW | N2 | New England | Wind | 442.48 | 693.3916 | 1972.4177 | 2607.1464 | 2607.1464 | 2607.1464 | 2607.1464 | 2607.1464 | 2607.1464 | 2607.1464 | 2607.1464 | 2607.1464 | 2434.6664 | 2434.6664 | 2434.6664 | 2434.6664 | 2434.6664 | 2164.6664 | 3723.579 | 4086.8823 | 5996.719 | 5996.719 | 5996.719 | 5996.719 | 6638.8721
NSW | N3 | Central-West Orana | Wind | 731.19 | 731.19 | 746.9788 | 1531.19 | 1531.19 | 1531.19 | 1531.19 | 1531.19 | 1531.19 | 1531.19 | 1531.19 | 1531.19 | 1531.19 | 1531.19 | 1531.19 | 1531.19 | 1531.19 | 1531.19 | 1531.19 | 1531.19 | 1531.19 | 1531.19 | 1531.19 | 1418 | 1418
NSW | N4 | Broken Hill | Wind | 198.94 | 198.94 | 198.94 | 198.94 | 198.94 | 198.94 | 198.94 | 198.94 | 198.94 | 198.94 | 198.94 | 198.94 | 198.94 | 198.94 | 198.94 | 198.94 | 198.94 | 0 | 0 | 0.00012567 | 0.0001259 | 0.00019617 | 0.00019628 | 0.00039826 | 0.00039878
NSW | N5 | South West NSW | Wind | 0 | 0 | 0 | 0 | 0 | 0 | 0 | 0 | 0 | 0 | 0 | 0 | 0 | 0 | 0 | 0 | 0 | 0 | 0 | 0 | 0 | 0 | 0 | 0.00028694 | 0.00028739
NSW | N6 | Wagga Wagga | Wind | 0 | 0 | 0 | 0 | 0 | 0 | 0 | 0 | 0 | 0 | 0 | 0 | 0 | 0 | 0 | 0 | 0 | 0 | 0 | 0 | 0 | 0 | 0 | 0.00011098 | 0.0001111
NSW | N7 | Tumut | Wind | 0 | 0 | 0 | 0 | 0 | 0 | 0 | 0 | 0 | 0 | 0 | 0 | 0 | 0 | 0 | 0 | 0 | 0 | 0 | 0 | 0 | 0 | 0 | 0 | 0
NSW | N8 | Cooma-Monaro | Wind | 113 | 357.9794 | 400.1044 | 400.1313 | 400.1313 | 400.1313 | 400.1313 | 400.1313 | 400.1313 | 400.1313 | 400.1313 | 400.1313 | 400.1313 | 400.1313 | 287.1313 | 287.1313 | 287.1313 | 287.1313 | 287.1313 | 300 | 300 | 368.421 | 368.421 | 368.421 | 368.421
NSW | N9 | Hunter-Central Coast | Wind | 516 | 516 | 788.2765 | 916.0013 | 916.0013 | 916.0013 | 916.0013 | 916.0013 | 916.0013 | 916.0013 | 916.0013 | 916.0013 | 916.0013 | 916.0013 | 916.0013 | 916.0013 | 916.0013 | 916.0013 | 916.0013 | 1251.9733 | 1292.0682 | 1292.0682 | 1292.0682 | 1292.0682 | 1916
VIC | V1 | Ovens Murray | Wind | 0 | 0 | 0 | 0 | 0 | 0 | 0 | 0 | 0 | 0 | 0 | 0 | 0 | 0 | 0 | 0 | 0 | 0 | 0 | 0 | 0 | 0 | 0 | 0 | 0
VIC | V2 | Murray River | Wind | 0 | 0 | 0 | 0 | 0 | 0 | 0 | 0 | 0 | 0 | 0 | 0 | 0 | 0 | 0 | 0 | 0 | 0 | 0 | 0 | 0 | 0 | 0 | 0 | 0
VIC | V3 | Western Victoria | Wind | 1934.5 | 1934.5 | 1934.5 | 2634.5 | 2582 | 2582 | 2582 | 2582 | 2390 | 2390 | 2390 | 2390 | 2390 | 2390 | 2390 | 2390 | 2358.95 | 2227.75 | 1835.8 | 1835.8 | 1835.8 | 1567.1001 | 1567.1001 | 909.0001 | 909.0001
VIC | V4 | South West Victoria | Wind | 3170.66 | 3170.66 | 3170.66 | 3170.6601 | 3170.6601 | 3170.6601 | 3170.6601 | 3170.6601 | 3170.6601 | 3170.6601 | 3170.6601 | 3103.4601 | 2683.4601 | 2683.4601 | 2501.7601 | 2501.7601 | 2482.2601 | 2289.6601 | 2289.6601 | 1426.1001 | 1426.1001 | 1268.6003 | 1268.6003 | 1268.6003 | 1268.6003
VIC | V5 | Gippsland | Wind | 0 | 0 | 0 | 0 | 0 | 0 | 0 | 0 | 0 | 0 | 0 | 0 | 0 | 0 | 0 | 0 | 0 | 0 | 0 | 0 | 0 | 0.00011931 | 0.00011943 | 0.00012887 | 0.00012919
VIC | V6 | Central North VIC | Wind | 0 | 0 | 0 | 0 | 0 | 0 | 0 | 0 | 0 | 0 | 0 | 0 | 0 | 0 | 0 | 0 | 0 | 0 | 0 | 0 | 0 | 0 | 0 | 0.00010961 | 0.00032925
SA | S1 | South East SA | Wind | 324.5 | 324.5 | 324.5 | 324.5 | 324.5 | 324.5 | 324.5 | 324.5 | 324.5 | 198 | 198 | 198 | 39 | 39 | 0 | 0 | 0.00034721 | 0.00034808 | 0.00034818 | 0.00049134 | 0.00049149 | 0.00088796 | 0.00088809 | 0.00096913 | 0.00096937
SA | S2 | Riverland | Wind | 0 | 0 | 0 | 0 | 0 | 0 | 0 | 0 | 0 | 0 | 0 | 0 | 0 | 0 | 0 | 0 | 0 | 0 | 0 | 0 | 0 | 0 | 0 | 0 | 0
SA | S3 | Mid-North SA | Wind | 1756.06 | 1756.06 | 1756.06 | 1756.06 | 1756.06 | 1756.06 | 1756.06 | 1657.36 | 1657.36 | 1585.96 | 1401.16 | 1401.16 | 1401.16 | 1074.46 | 1074.46 | 1074.46 | 1368.5872 | 1154.7272 | 1154.7272 | 1239.0708 | 1239.0708 | 1285.031 | 1285.031 | 1285.031 | 1285.031
SA | S4 | Yorke Peninsula | Wind | 90.75 | 90.75 | 90.75 | 90.75 | 90.75 | 0 | 0 | 0 | 0 | 0 | 0 | 0 | 0 | 0 | 0 | 0.00010767 | 0.00013361 | 0.00013373 | 0.00021879 | 0.00021892 | 0.00021904 | 0.00033366 | 0.00033379 | 0.00049748 | 0.00049778
SA | S5 | Northern SA | Wind | 422.4 | 422.4 | 422.4 | 422.4 | 422.4 | 422.4 | 422.4 | 422.4 | 422.4 | 422.4 | 422.4 | 422.4 | 422.4 | 422.4 | 422.4 | 422.4 | 422.4 | 422.4 | 422.4 | 210 | 210 | 210 | 210 | 210 | 210
SA | S6 | Leigh Creek | Wind | 0 | 0 | 0 | 600.0004 | 600.0004 | 600.0004 | 600.0004 | 600.0004 | 600.0004 | 600.0004 | 600.0004 | 600.0004 | 600.0004 | 600.0004 | 600.0004 | 600.0004 | 600.0004 | 600.0004 | 600.0004 | 600.0004 | 1346.7013 | 2115.3868 | 2115.3868 | 2115.3868 | 2115.3868
SA | S7 | Roxby Downs | Wind | 0 | 0 | 0 | 0 | 0 | 0 | 0 | 0 | 0 | 0 | 0 | 0 | 0 | 0 | 0 | 0 | 0 | 0 | 0 | 0 | 0 | 0 | 0 | 0 | 0
SA | S8 | Eastern Eyre Peninsula | Wind | 136 | 136 | 136 | 136 | 70 | 70 | 70 | 70 | 70 | 0 | 0 | 0 | 0 | 0 | 0 | 0.00039063 | 0.00039166 | 0.00039189 | 168.2412 | 168.2412 | 168.2412 | 168.2412 | 168.2412 | 200.821 | 203.0025
SA | S9 | Western Eyre Peninsula | Wind | 0 | 0 | 0 | 0 | 0 | 0 | 0 | 0 | 0 | 0 | 0 | 0 | 0 | 0 | 0 | 0 | 0 | 0 | 0 | 0 | 0 | 0 | 0 | 0.00019876 | 0.000972
TAS | T1 | North East Tasmania | Wind | 168 | 168 | 168 | 168 | 168 | 168 | 168 | 168 | 168 | 168 | 168 | 168 | 168 | 168.0002 | 168.0002 | 168.0002 | 168.0002 | 168.0002 | 168.0002 | 168.0002 | 168.0002 | 168.0002 | 168.0002 | 168.0002 | 0.00015372
TAS | T2 | North West Tasmania | Wind | 251.35 | 251.35 | 251.35 | 251.35 | 251.35 | 251.35 | 251.35 | 251.35 | 251.35 | 251.35 | 251.35 | 251.3501 | 251.3501 | 251.3503 | 251.3503 | 251.3503 | 251.3503 | 251.3503 | 251.3503 | 251.3503 | 251.3503 | 251.3503 | 251.3503 | 251.3503 | 111.6003
TAS | T3 | Central Highlands | Wind | 427.4038 | 710.8077 | 994.2115 | 1290.6476 | 1410.333 | 1530.0184 | 1649.7037 | 1769.3892 | 1889.0745 | 2008.7599 | 2128.4452 | 2248.1306 | 2367.816 | 2487.5012 | 2487.5012 | 2487.5012 | 2487.5012 | 2487.5012 | 2343.5012 | 2343.5012 | 2343.5012 | 2343.5012 | 2343.5012 | 2343.5012 | 2343.5012
Region | REZ | REZ Name | Technology | 2026-27 | 2027-28 | 2028-29 | 2029-30 | 2030-31 | 2031-32 | 2032-33 | 2033-34 | 2034-35 | 2035-36 | 2036-37 | 2037-38 | 2038-39 | 2039-40 | 2040-41 | 2041-42 | 2042-43 | 2043-44 | 2044-45 | 2045-46 | 2046-47 | 2047-48 | 2048-49 | 2049-50 | 2050-51
NSW | O1 | Hunter Coast | Offshore Wind | 0 | 0 | 0 | 0 | 0 | 0 | 0 | 0 | 0 | 0 | 0 | 0 | 0 | 0 | 0 | 0 | 0 | 0 | 0 | 0 | 0 | 0 | 0 | 0 | 0
NSW | O2 | Illawarra Coast | Offshore Wind | 0 | 0 | 0 | 0 | 0 | 0 | 0 | 0 | 0 | 0 | 0 | 0 | 0 | 0 | 0 | 0 | 0 | 0 | 0 | 0 | 0 | 0 | 0 | 0 | 0
VIC | O3 | Gippsland Coast | Offshore Wind | 0 | 0 | 500 | 2675.3596 | 2675.3596 | 2675.3596 | 2675.3596 | 3098.6245 | 4550.0723 | 4550.0723 | 4550.0723 | 4550.0723 | 4550.0723 | 5052 | 5052 | 5052 | 5052 | 5052 | 5052 | 5052 | 5052 | 5052 | 5052 | 5052 | 5052
TAS | O4 | North West Tasmania Coast | Offshore Wind | 0 | 0 | 0 | 0 | 0 | 0 | 0 | 0 | 0 | 0 | 0 | 0 | 0 | 0 | 0 | 0 | 0 | 0 | 0 | 0 | 0 | 0 | 0 | 0 | 0
VIC | O5 | Portland Coast | Offshore Wind | 0 | 0 | 0 | 234.3754 | 234.3754 | 234.3754 | 234.3754 | 234.3754 | 1449.9279 | 1449.9279 | 1449.9279 | 2449.9277 | 3449.9277 | 3948 | 3948 | 3948 | 3948 | 3948 | 3948 | 3948 | 3948 | 3948 | 3948 | 3948 | 3948
SA | O6 | South East SA Coast | Offshore Wind | 0 | 0 | 0 | 0 | 0 | 0 | 0 | 0 | 0 | 0 | 0 | 0 | 0 | 0 | 0 | 0 | 0 | 0 | 0 | 0 | 0 | 0 | 0 | 0 | 0

## ML1_VOM Cost
VOM cost by technology ($000s) - ML1, Progressive Change Scenario
VOM | Real June 2024 dollars discounted to 1 July 2025
Explicitly modelled generation
Region | Technology | 2026-27 | 2027-28 | 2028-29 | 2029-30 | 2030-31 | 2031-32 | 2032-33 | 2033-34 | 2034-35 | 2035-36 | 2036-37 | 2037-38 | 2038-39 | 2039-40 | 2040-41 | 2041-42 | 2042-43 | 2043-44 | 2044-45 | 2045-46 | 2046-47 | 2047-48 | 2048-49 | 2049-50 | 2050-51
NEM | Black Coal | 344045.5635 | 308567.7835 | 286464.3714 | 70317.9715 | 77753.2256 | 72160.8184 | 71228.8585 | 63792.4672 | 51532.2089 | 43817.217 | 41426.6446 | 47229.6469 | 41936.2306 | 37790.2697 | 25322.1426 | 23694.0734 | 16611.8437 | 15596.2092 | 13592.1389 | 13960.546 | 12605.7188 | 9977.6136 | 9123.9145 | 9390.7939 | 8982.3442
NEM | Brown Coal | 123813.4155 | 119648.0715 | 79479.677 | 21386.1315 | 20399.6135 | 19475.8735 | 15842.7855 | 18283.5214 | 16037.3912 | 13898.31 | 13190.843 | 13167.035 | 8882.9075 | 6593.8928 | 9886.221 | 9655.82 | 9029.6833 | 8869.6565 | 7719.113 | 6872.4837 | 7067.864 | 0 | 0 | 0 | 0
NEM | CCGT | 14832.8194 | 9606.4516 | 25732.4434 | 43126.0266 | 32048.1821 | 30158.1359 | 27611.9704 | 29913.5391 | 14613.5185 | 7787.0347 | 9978.2508 | 10215.599 | 12421.1983 | 12733.0313 | 13264.7947 | 13688.0644 | 16532.8705 | 11307.3681 | 8227.7697 | 4431.41 | 6913.1861 | 6461.7014 | 5901.7535 | 5464.5898 | 3478.3248
NEM | Gas - Steam | 136.6304 | 48.0987 | 295.5673 | 331.6434 | 515.0031 | 370.8558 | 1394.4665 | 340.9502 | 135.6858 | 68.3219 | 83.8317 | 161.8036 | 214.2765 | 0 | 0 | 0 | 0 | 0 | 0 | 0 | 0 | 0 | 0 | 0 | 0
NEM | OCGT / Diesel | 3773.859 | 1548.4792 | 5550.8893 | 56901.3914 | 13730.9761 | 9390.9395 | 21769.9964 | 8193.3423 | 3034.2153 | 1440.6681 | 1985.2191 | 7383.9755 | 7970.1712 | 12235.7749 | 13828.6428 | 17558.2367 | 23051.293 | 33876.8392 | 19316.6289 | 25081.1776 | 18513.578 | 23447.5684 | 24792.9564 | 22399.2203 | 17582.1711
NEM | Hydro | 111731.0747 | 90911.1252 | 108687.0838 | 94438.0674 | 96062.0914 | 85146.3345 | 82857.7697 | 82606.2044 | 70834.7292 | 59868.9847 | 52920.4089 | 60808.8203 | 50019.7772 | 44186.8708 | 38842.5233 | 37530.1357 | 38011.3798 | 36023.8401 | 32065.5958 | 27719.2494 | 32186.352 | 27411.9225 | 24546.417 | 22400.8184 | 21287.535
NEM | Hydrogen Turbine | 0 | 0 | 0 | 0 | 0 | 0 | 0 | 0 | 0 | 0 | 0 | 0 | 0 | 0 | 0 | 0 | 0 | 0 | 0 | 0 | 0 | 0 | 0 | 0 | 0
NEM | Wind | 3884.8244 | 3978.5526 | 4067.5616 | 6125.4637 | 5899.5956 | 5762.1822 | 5222.6402 | 4840.616 | 4769.038 | 4540.7412 | 4314.8147 | 4039.9403 | 3797.1371 | 3544.9414 | 3386.1515 | 3059.4073 | 2896.7575 | 2665.6656 | 2645.4837 | 2480.3147 | 2467.4937 | 2305.7138 | 2088.0587 | 2013.9549 | 1952.7145
NEM | Solar PV | 2239.0835 | 2291.805 | 2001.053 | 2417.0363 | 2589.1894 | 2413.1387 | 2297.9099 | 2212.9101 | 2507.0653 | 2344.4971 | 2279.4753 | 1933.0611 | 1882.1915 | 1776.4642 | 1695.9136 | 1685.2221 | 1582.9753 | 1591.9678 | 1536.7525 | 1458.6105 | 1155.0848 | 1172.679 | 1169.5154 | 1034.0681 | 1005.5065
NEM | Grid Battery | 167.623 | 454.1589 | 536.1225 | 1300.0511 | 1346.1086 | 1218.4261 | 1197.6304 | 1127.6504 | 1147.113 | 1075.0871 | 1056.8228 | 986.1005 | 940.0557 | 878.4091 | 785.3504 | 949.917 | 892.4965 | 891.5525 | 871.987 | 837.5608 | 780.7613 | 705.3968 | 693.3434 | 427.1328 | 540.4844
NEM | PHES | 9156.533 | 8712.4474 | 7744.8835 | 11306.9714 | 28896.6008 | 25218.4579 | 28178.1701 | 26646.1806 | 22962.7957 | 22102.8427 | 21612.0345 | 21611.2239 | 17806.5051 | 17639.1395 | 14709.0989 | 15026.0652 | 13283.6315 | 12462.9896 | 13013.6709 | 11938.4779 | 9743.7649 | 8457.7259 | 7740.2037 | 7495.4365 | 7483.4725
NEM | VPP | 18.4968 | 19.331 | 19.5059 | 17.5988 | 18.9828 | 19.0107 | 19.4949 | 19.4644 | 18.7463 | 18.4667 | 18.6158 | 18.6137 | 18.6335 | 18.5351 | 17.8571 | 18.2842 | 18.1348 | 17.8892 | 18.2258 | 18.3528 | 18.0359 | 18.5463 | 18.4926 | 18.4648 | 18.2822
Total |  | 613799.9232 | 545786.3047 | 520579.1588 | 307668.353 | 279259.5688 | 251334.173 | 257621.6925 | 237976.846 | 187592.5071 | 156962.1712 | 148866.9612 | 167555.8199 | 145889.0842 | 137397.329 | 121738.696 | 122865.226 | 121911.066 | 123303.9779 | 99007.3662 | 94798.1836 | 91451.8394 | 79958.8677 | 76074.6552 | 70644.4796 | 62330.8351
Region | Technology | 2026-27 | 2027-28 | 2028-29 | 2029-30 | 2030-31 | 2031-32 | 2032-33 | 2033-34 | 2034-35 | 2035-36 | 2036-37 | 2037-38 | 2038-39 | 2039-40 | 2040-41 | 2041-42 | 2042-43 | 2043-44 | 2044-45 | 2045-46 | 2046-47 | 2047-48 | 2048-49 | 2049-50 | 2050-51
NSW1 | Black Coal | 155849.999 | 130045.8235 | 120432.056 | 25239.0097 | 27881.0242 | 24452.5595 | 25426.3613 | 23295.182 | 18216.046 | 14495.451 | 13429.92 | 15059.4305 | 14440.5415 | 12552.4865 | 0 | 0 | 0 | 0 | 0 | 0 | 0 | 0 | 0 | 0 | 0
NSW1 | Brown Coal | 0 | 0 | 0 | 0 | 0 | 0 | 0 | 0 | 0 | 0 | 0 | 0 | 0 | 0 | 0 | 0 | 0 | 0 | 0 | 0 | 0 | 0 | 0 | 0 | 0
NSW1 | CCGT | 440.7057 | 603.9151 | 3164.1435 | 8676.53 | 6815.9256 | 5990.2556 | 6017.0416 | 5799.7956 | 2133.0569 | 590.2748 | 1200.5015 | 2227.3579 | 2607.9343 | 3710.0083 | 3811.5931 | 4039.1612 | 5113.4822 | 0.00032938 | 0.00028661 | 0.00028324 | 0.00032026 | 0.00030356 | 0.00027289 | 0.00025911 | 0.00025222
NSW1 | Gas - Steam | 0 | 0 | 0 | 0 | 0 | 0 | 0 | 0 | 0 | 0 | 0 | 0 | 0 | 0 | 0 | 0 | 0 | 0 | 0 | 0 | 0 | 0 | 0 | 0 | 0
NSW1 | OCGT / Diesel | 222.9872 | 396.9184 | 766.7768 | 19702.5242 | 3563.6702 | 739.206 | 6729.9336 | 731.6588 | 312.932 | 135.0596 | 103.9901 | 1417.9444 | 1072.9503 | 2979.3863 | 4170.2784 | 5541.1351 | 6802.0541 | 14764.4816 | 7890.7435 | 10117.0548 | 8699.6961 | 12577.5978 | 13255.3616 | 13905.8298 | 9616.5928
NSW1 | Hydro | 27346.2141 | 21600.2017 | 30702.7984 | 22459.3603 | 17567.8837 | 16820.1293 | 14813.2877 | 16572.7844 | 15530.0772 | 13918.4464 | 11517.4888 | 15376.521 | 12031.8566 | 10165.8993 | 9317.947 | 8187.4226 | 8520.7003 | 8700.0691 | 7591.6021 | 5982.81 | 7782.0603 | 6101.0809 | 5020.7805 | 4741.4682 | 4286.9406
NSW1 | Hydrogen Turbine | 0 | 0 | 0 | 0 | 0 | 0 | 0 | 0 | 0 | 0 | 0 | 0 | 0 | 0 | 0 | 0 | 0 | 0 | 0 | 0 | 0 | 0 | 0 | 0 | 0
NSW1 | Wind | 975.5292 | 1012.3643 | 1208.2145 | 1412.8879 | 1422.7148 | 1373.9409 | 1294.5248 | 1188.9737 | 1100.529 | 1079.3846 | 1020.1539 | 917.1344 | 763.5381 | 748.864 | 691.321 | 635.3204 | 588.2138 | 511.3938 | 631.3587 | 622.3508 | 704.0798 | 600.6093 | 562.0556 | 492.2289 | 542.5075
NSW1 | Solar PV | 1226.2381 | 1289.8962 | 1140.554 | 1236.99 | 1301.1782 | 1181.0274 | 1139.9779 | 1032.531 | 901.656 | 884.674 | 867.1191 | 730.4157 | 701.5801 | 691.5068 | 639.3839 | 629.3302 | 570.8577 | 518.0316 | 504.5621 | 469.709 | 382.2478 | 387.8834 | 378.8353 | 312.2687 | 284.3985
NSW1 | Grid Battery | 28.703 | 175.5809 | 162.9494 | 691.3337 | 716.9957 | 646.3484 | 628.0313 | 583.5288 | 542.0295 | 518.3847 | 501.7591 | 468.3222 | 448.1822 | 417.978 | 380.9179 | 367.7557 | 344.2098 | 320.9247 | 320.2992 | 302.2514 | 258.3703 | 226.9204 | 210.4303 | 56.9975 | 56.0023
NSW1 | PHES | 3368.8018 | 3289.2992 | 3138.0023 | 7012.7487 | 25294.7288 | 22680.2089 | 24528.584 | 23078.3236 | 19795.8152 | 19327.9694 | 18797.4682 | 18808.6981 | 15333.731 | 15212.1532 | 12692.3214 | 12976.6985 | 11342.9634 | 10749.6315 | 11326.9009 | 10356.1958 | 8661.992 | 7388.5743 | 6810.186 | 6570.8049 | 6617.6479
NSW1 | VPP | 7.1554 | 7.7007 | 7.8913 | 7.1196 | 7.2855 | 7.3155 | 7.1869 | 7.018 | 6.6009 | 6.3711 | 6.1353 | 6.2295 | 6.1931 | 6.1922 | 6.0096 | 6.0093 | 5.947 | 5.8286 | 5.9371 | 5.9169 | 5.754 | 5.9058 | 5.7994 | 5.6416 | 5.696
Total |  | 189466.3337 | 158421.7 | 160723.3862 | 86438.5041 | 84571.4066 | 73890.9914 | 80584.9291 | 72289.7958 | 58538.7426 | 50956.0156 | 47444.5359 | 55012.0537 | 47406.5071 | 46484.4744 | 31709.7722 | 32382.833 | 33288.4284 | 35570.3612 | 28271.4039 | 27856.289 | 26494.2006 | 27288.5722 | 26243.449 | 26085.2398 | 21409.7859
Region | Technology | 2026-27 | 2027-28 | 2028-29 | 2029-30 | 2030-31 | 2031-32 | 2032-33 | 2033-34 | 2034-35 | 2035-36 | 2036-37 | 2037-38 | 2038-39 | 2039-40 | 2040-41 | 2041-42 | 2042-43 | 2043-44 | 2044-45 | 2045-46 | 2046-47 | 2047-48 | 2048-49 | 2049-50 | 2050-51
QLD1 | Black Coal | 188195.5645 | 178521.96 | 166032.3154 | 45078.9618 | 49872.2014 | 47708.2589 | 45802.4971 | 40497.2852 | 33316.1629 | 29321.766 | 27996.7246 | 32170.2164 | 27495.6891 | 25237.7832 | 25322.1426 | 23694.0734 | 16611.8437 | 15596.2092 | 13592.1389 | 13960.546 | 12605.7188 | 9977.6136 | 9123.9145 | 9390.7939 | 8982.3442
QLD1 | Brown Coal | 0 | 0 | 0 | 0 | 0 | 0 | 0 | 0 | 0 | 0 | 0 | 0 | 0 | 0 | 0 | 0 | 0 | 0 | 0 | 0 | 0 | 0 | 0 | 0 | 0
QLD1 | CCGT | 7388.7953 | 7302.0827 | 12784.9108 | 22784.7245 | 15854.7203 | 16529.5372 | 13019.0137 | 15985.0393 | 8933.8345 | 5787.5897 | 6845.0824 | 7988.2409 | 9813.2639 | 9023.0229 | 9453.2015 | 9648.9028 | 11419.388 | 11307.3669 | 8227.7686 | 4431.4089 | 6913.185 | 6461.7004 | 5901.7526 | 5464.5889 | 3478.324
QLD1 | Gas - Steam | 0 | 0 | 0 | 0 | 0 | 0 | 0 | 0 | 0 | 0 | 0 | 0 | 0 | 0 | 0 | 0 | 0 | 0 | 0 | 0 | 0 | 0 | 0 | 0 | 0
QLD1 | OCGT / Diesel | 62.345 | 92.1771 | 425.0595 | 6526.345 | 146.2842 | 235.6635 | 677.7241 | 262.121 | 60.3214 | 223.4048 | 502.905 | 1739.0855 | 1929.5526 | 3450.0425 | 3965.344 | 4330.3387 | 9463.1024 | 10380.1161 | 7305.8962 | 9151.9833 | 4801.6103 | 5666.106 | 4596.7674 | 1932.6728 | 74.8884
QLD1 | Hydro | 5318.1168 | 4750.5915 | 4639.598 | 4258.9939 | 3990.3771 | 3748.4555 | 3254.4826 | 3342.3895 | 2883.0552 | 2672.4224 | 2583.0155 | 817.1368 | 728.4024 | 643.4254 | 605.6312 | 611.0628 | 0.17131 | 0.1612 | 5.435e-07 | 5.0523e-07 | 0.392 | 4.435e-07 | 1.0686 | 4.3698e-07 | 1.2085e-06
QLD1 | Hydrogen Turbine | 0 | 0 | 0 | 0 | 0 | 0 | 0 | 0 | 0 | 0 | 0 | 0 | 0 | 0 | 0 | 0 | 0 | 0 | 0 | 0 | 0 | 0 | 0 | 0 | 0
QLD1 | Wind | 648.7361 | 629.4827 | 660.2531 | 1607.5738 | 1622.7566 | 1482.7838 | 1435.6652 | 1255.2134 | 1125.536 | 1064.3048 | 995.0658 | 965.7164 | 885.6254 | 840.6403 | 769.1235 | 745.0958 | 666.1018 | 629.8576 | 567.6085 | 524.4566 | 533.2073 | 489.7545 | 446.4595 | 470.7101 | 504.9502
QLD1 | Solar PV | 639.5135 | 612.397 | 505.4663 | 682.8666 | 814.162 | 795.3685 | 737.8679 | 801.8618 | 1071.139 | 975.8558 | 933.2471 | 797.9912 | 784.6463 | 716.0747 | 717.4024 | 719.8201 | 701.5551 | 684.2502 | 638.6456 | 602.6217 | 462.7023 | 485.7324 | 523.7374 | 490.3158 | 490.5721
QLD1 | Grid Battery | 14.6606 | 14.2298 | 13.6988 | 192.1169 | 185.5105 | 173.1408 | 170.0213 | 161.1623 | 152.3496 | 147.0212 | 141.1122 | 133.9236 | 130.3251 | 124.1624 | 118.601 | 221.9703 | 211.7677 | 235.9799 | 228.6686 | 216.4708 | 246.5984 | 243.0021 | 289.814 | 226.8392 | 298.5463
QLD1 | PHES | 5787.7312 | 5423.1482 | 4606.8812 | 4294.2227 | 3601.8719 | 2538.2489 | 3649.5861 | 3567.857 | 3166.9804 | 2774.8732 | 2814.5662 | 2802.5258 | 2472.774 | 2426.9863 | 2016.7774 | 2049.3666 | 1940.6681 | 1713.3581 | 1686.7699 | 1582.2821 | 1081.7728 | 1069.1516 | 930.0176 | 924.6316 | 865.8246
QLD1 | VPP | 2.7079 | 3.2715 | 3.7584 | 3.6372 | 3.9643 | 4.1565 | 4.271 | 4.2733 | 4.1856 | 4.2498 | 4.3565 | 4.4231 | 4.4886 | 4.5628 | 4.6078 | 4.6727 | 4.6859 | 4.707 | 4.7781 | 4.7957 | 4.8579 | 4.944 | 4.9536 | 5.0051 | 4.9849
Total |  | 208058.1708 | 197349.3405 | 189671.9415 | 85429.4424 | 76091.8483 | 73215.6137 | 68751.129 | 65877.2029 | 50713.5647 | 42971.4878 | 42816.0753 | 47419.2598 | 44244.7675 | 42466.7005 | 42972.8315 | 42025.3032 | 41019.284 | 40552.0061 | 32252.2744 | 30474.5651 | 26650.0448 | 24398.0045 | 21818.4852 | 18905.5573 | 14700.4347
Region | Technology | 2026-27 | 2027-28 | 2028-29 | 2029-30 | 2030-31 | 2031-32 | 2032-33 | 2033-34 | 2034-35 | 2035-36 | 2036-37 | 2037-38 | 2038-39 | 2039-40 | 2040-41 | 2041-42 | 2042-43 | 2043-44 | 2044-45 | 2045-46 | 2046-47 | 2047-48 | 2048-49 | 2049-50 | 2050-51
VIC1 | Black Coal | 0 | 0 | 0 | 0 | 0 | 0 | 0 | 0 | 0 | 0 | 0 | 0 | 0 | 0 | 0 | 0 | 0 | 0 | 0 | 0 | 0 | 0 | 0 | 0 | 0
VIC1 | Brown Coal | 123813.4155 | 119648.0715 | 79479.677 | 21386.1315 | 20399.6135 | 19475.8735 | 15842.7855 | 18283.5214 | 16037.3912 | 13898.31 | 13190.843 | 13167.035 | 8882.9075 | 6593.8928 | 9886.221 | 9655.82 | 9029.6833 | 8869.6565 | 7719.113 | 6872.4837 | 7067.864 | 0 | 0 | 0 | 0
VIC1 | CCGT | 0 | 0 | 0 | 0 | 0 | 0 | 0 | 0 | 0 | 0 | 0 | 0 | 0 | 0 | 0 | 0 | 0 | 0 | 0 | 0 | 0 | 0 | 0 | 0 | 0
VIC1 | Gas - Steam | 136.6304 | 48.0987 | 295.5673 | 331.6434 | 515.0031 | 370.8558 | 1394.4665 | 340.9502 | 135.6858 | 68.3219 | 83.8317 | 161.8036 | 214.2765 | 0 | 0 | 0 | 0 | 0 | 0 | 0 | 0 | 0 | 0 | 0 | 0
VIC1 | OCGT / Diesel | 655.617 | 122.3369 | 943.504 | 11122.4714 | 2562.4502 | 1825.3321 | 5726.1977 | 1240.663 | 524.1479 | 339.6717 | 253.7877 | 1369.4144 | 1050.54 | 1794.957 | 1303.4746 | 2713.6167 | 1335.1834 | 3412.621 | 2305.0491 | 3735.2915 | 3297.4428 | 3268.6103 | 5222.9743 | 4929.6062 | 6489.5208
VIC1 | Hydro | 25197.0301 | 19748.1211 | 27689.6774 | 21631.5479 | 17404.0094 | 16203.2849 | 13897.4303 | 15884.0424 | 15122.6434 | 13452.6291 | 10525.8268 | 14889.9749 | 11567.88 | 9442.5625 | 8711.149 | 7495.187 | 8548.3267 | 8227.2297 | 7316.2772 | 5745.2655 | 8098.358 | 6355.5586 | 5109.5913 | 4764.9706 | 4066.7787
VIC1 | Hydrogen Turbine | 0 | 0 | 0 | 0 | 0 | 0 | 0 | 0 | 0 | 0 | 0 | 0 | 0 | 0 | 0 | 0 | 0 | 0 | 0 | 0 | 0 | 0 | 0 | 0 | 0
VIC1 | Wind | 1290.3221 | 1254.411 | 1226.9261 | 1927.4421 | 1757.3541 | 1811.1698 | 1526.2751 | 1508.5423 | 1726.0428 | 1629.8776 | 1573.4145 | 1502.3098 | 1539.0283 | 1447.1893 | 1436.2576 | 1238.252 | 1203.434 | 1136.7469 | 1063.3895 | 970.8457 | 853.7296 | 812.8457 | 718.893 | 699.7684 | 600.1886
VIC1 | Solar PV | 228.6393 | 220.0434 | 213.4227 | 353.1673 | 339.5867 | 309.4065 | 302.5729 | 272.1505 | 435.9137 | 390.8148 | 386.333 | 326.2722 | 318.2347 | 296.921 | 270.2744 | 270.5203 | 250.7188 | 245.1194 | 233.9543 | 230.1035 | 186.8776 | 188.474 | 167.1859 | 143.271 | 137.763
VIC1 | Grid Battery | 106.3998 | 248.0489 | 345.1435 | 329.04 | 347.4418 | 312.6344 | 313.1112 | 301.4661 | 377.3886 | 337.5565 | 342.1411 | 316.9835 | 297.0196 | 275.0376 | 230.1616 | 234.0925 | 221.7197 | 210.9918 | 202.3956 | 202.3056 | 172.9183 | 139.6781 | 104.1427 | 82.7438 | 79.7086
VIC1 | PHES | 0 | 0 | 1.0278e-05 | 2.7091e-05 | 3.0967e-05 | 2.9395e-05 | 2.6981e-05 | 2.5739e-05 | 2.5415e-05 | 2.4612e-05 | 2.2748e-05 | 2.0736e-05 | 1.9661e-05 | 1.8938e-05 | 1.7688e-05 | 1.741e-05 | 1.6086e-05 | 1.8368e-05 | 1.8365e-05 | 1.7024e-05 | 1.665e-05 | 1.5926e-05 | 1.6642e-05 | 1.5608e-05 | 1.8171e-05
VIC1 | VPP | 3.4011 | 3.517 | 3.5278 | 3.2879 | 3.869 | 3.6811 | 4.0542 | 4.272 | 4.2855 | 4.0533 | 4.4006 | 4.3732 | 4.3725 | 4.3204 | 3.8947 | 4.2519 | 4.2776 | 4.2411 | 4.3869 | 4.5751 | 4.4536 | 4.7617 | 4.9027 | 5.0213 | 4.9196
Total |  | 151431.4554 | 141292.6485 | 110197.4457 | 57084.7315 | 43329.3279 | 40312.2381 | 39006.8934 | 37835.6078 | 34363.4989 | 30121.235 | 26360.5784 | 31738.1666 | 23874.259 | 19854.8806 | 21841.4329 | 21611.7404 | 20593.3435 | 22106.6065 | 18844.5655 | 17760.8706 | 19681.6439 | 10769.9283 | 11327.6899 | 10625.3813 | 11378.8793
Region | Technology | 2026-27 | 2027-28 | 2028-29 | 2029-30 | 2030-31 | 2031-32 | 2032-33 | 2033-34 | 2034-35 | 2035-36 | 2036-37 | 2037-38 | 2038-39 | 2039-40 | 2040-41 | 2041-42 | 2042-43 | 2043-44 | 2044-45 | 2045-46 | 2046-47 | 2047-48 | 2048-49 | 2049-50 | 2050-51
SA1 | Black Coal | 0 | 0 | 0 | 0 | 0 | 0 | 0 | 0 | 0 | 0 | 0 | 0 | 0 | 0 | 0 | 0 | 0 | 0 | 0 | 0 | 0 | 0 | 0 | 0 | 0
SA1 | Brown Coal | 0 | 0 | 0 | 0 | 0 | 0 | 0 | 0 | 0 | 0 | 0 | 0 | 0 | 0 | 0 | 0 | 0 | 0 | 0 | 0 | 0 | 0 | 0 | 0 | 0
SA1 | CCGT | 7003.3184 | 1700.4537 | 9783.389 | 11664.772 | 9377.5361 | 7638.3431 | 8575.9151 | 8128.7041 | 3546.6271 | 1409.1702 | 1932.667 | 0.00011827 | 0.00011381 | 0.00011582 | 0.00010868 | 0.00034458 | 0.0003353 | 0.00091009 | 0.00078022 | 0.00076805 | 0.00072182 | 0.00068196 | 0.00061815 | 0.00057852 | 0.00053889
SA1 | Gas - Steam | 0 | 0 | 0 | 0 | 0 | 0 | 0 | 0 | 0 | 0 | 0 | 0 | 0 | 0 | 0 | 0 | 0 | 0 | 0 | 0 | 0 | 0 | 0 | 0 | 0
SA1 | OCGT / Diesel | 2832.9097 | 937.0468 | 3415.549 | 19550.0508 | 7441.8844 | 6590.5161 | 8621.4488 | 5951.1996 | 2136.8138 | 734.6156 | 1124.5363 | 2857.5134 | 3917 | 4011.3165 | 4389.5457 | 4966.4111 | 5449.2272 | 5319.4831 | 1813.974 | 2074.8593 | 1714.3108 | 1934.2146 | 1717.0992 | 1615.9485 | 1401.169
SA1 | Hydro | 0 | 0 | 0 | 0 | 0 | 0 | 0 | 0 | 0 | 0 | 0 | 0 | 0 | 0 | 0 | 0 | 0 | 0 | 0 | 0 | 0 | 0 | 0 | 0 | 0
SA1 | Hydrogen Turbine | 0 | 0 | 0 | 0 | 0 | 0 | 0 | 0 | 0 | 0 | 0 | 0 | 0 | 0 | 0 | 0 | 0 | 0 | 0 | 0 | 0 | 0 | 0 | 0 | 0
SA1 | Wind | 698.7027 | 720.4843 | 619.0236 | 731.828 | 680.8559 | 665.0894 | 557.1169 | 506.6185 | 451.7772 | 437.4577 | 383.9443 | 341.1107 | 308.3163 | 253.3647 | 246.7275 | 216.0103 | 230.5319 | 184.0557 | 199.8911 | 173.4446 | 201.8098 | 234.0281 | 217.4305 | 212.3839 | 190.8128
SA1 | Solar PV | 144.6925 | 169.4684 | 141.61 | 144.0123 | 134.2625 | 127.3362 | 117.4912 | 106.3668 | 98.3567 | 93.1524 | 92.7761 | 78.3821 | 77.7304 | 71.9617 | 68.8529 | 65.5516 | 59.8437 | 144.5665 | 159.5905 | 156.1763 | 123.2571 | 110.5891 | 99.7568 | 88.2127 | 92.7729
SA1 | Grid Battery | 17.8595 | 16.2992 | 14.3307 | 87.5603 | 96.1226 | 86.2226 | 86.3252 | 81.2712 | 75.0273 | 71.6809 | 71.2757 | 66.3405 | 63.8783 | 60.5037 | 54.9012 | 125.0859 | 113.7527 | 122.5231 | 119.3077 | 115.1554 | 101.559 | 94.2982 | 87.3804 | 58.6664 | 104.5457
SA1 | PHES | 0 | 0 | 4.4447e-06 | 6.8124e-06 | 8.3106e-06 | 7.875e-06 | 7.2743e-06 | 6.8338e-06 | 6.6898e-06 | 6.4569e-06 | 6.2927e-06 | 6.4848e-06 | 6.0755e-06 | 5.9242e-06 | 5.675e-06 | 6.407e-06 | 5.9454e-06 | 6.6614e-06 | 6.899e-06 | 6.4902e-06 | 6.4908e-06 | 6.3629e-06 | 6.6716e-06 | 6.3627e-06 | 6.8452e-06
SA1 | VPP | 5.0774 | 4.6543 | 4.1632 | 3.3289 | 3.6131 | 3.6206 | 3.7415 | 3.6344 | 3.4134 | 3.5072 | 3.4433 | 3.351 | 3.3275 | 3.2099 | 3.1138 | 3.0946 | 2.9922 | 2.8921 | 2.8889 | 2.8369 | 2.7657 | 2.7282 | 2.6298 | 2.551 | 2.4718
Total |  | 10702.5602 | 3548.4066 | 13978.0655 | 32181.5524 | 17734.2747 | 15111.128 | 17962.0387 | 14777.7947 | 6312.0155 | 2749.584 | 3608.6427 | 3346.6978 | 4370.2527 | 4400.3568 | 4763.1412 | 5376.1538 | 5856.3481 | 5773.5214 | 2295.6529 | 2522.4733 | 2143.7031 | 2375.8589 | 2124.2973 | 1977.7631 | 1791.7726
Region | Technology | 2026-27 | 2027-28 | 2028-29 | 2029-30 | 2030-31 | 2031-32 | 2032-33 | 2033-34 | 2034-35 | 2035-36 | 2036-37 | 2037-38 | 2038-39 | 2039-40 | 2040-41 | 2041-42 | 2042-43 | 2043-44 | 2044-45 | 2045-46 | 2046-47 | 2047-48 | 2048-49 | 2049-50 | 2050-51
TAS1 | Black Coal | 0 | 0 | 0 | 0 | 0 | 0 | 0 | 0 | 0 | 0 | 0 | 0 | 0 | 0 | 0 | 0 | 0 | 0 | 0 | 0 | 0 | 0 | 0 | 0 | 0
TAS1 | Brown Coal | 0 | 0 | 0 | 0 | 0 | 0 | 0 | 0 | 0 | 0 | 0 | 0 | 0 | 0 | 0 | 0 | 0 | 0 | 0 | 0 | 0 | 0 | 0 | 0 | 0
TAS1 | CCGT | 2.3516e-05 | 2.2078e-05 | 2.0698e-05 | 1.4966e-05 | 4.5175e-05 | 4.2536e-05 | 4.4737e-05 | 4.3399e-05 | 4.3237e-05 | 4.2763e-05 | 4.1583e-05 | 4.2467e-05 | 4.2972e-05 | 4.2681e-05 | 4.1625e-05 | 4.3284e-05 | 4.1464e-05 | 4.0959e-05 | 4.0926e-05 | 4.0694e-05 | 4.1583e-05 | 4.0682e-05 | 3.9968e-05 | 4.0752e-05 | 4.0216e-05
TAS1 | Gas - Steam | 0 | 0 | 0 | 0 | 0 | 0 | 0 | 0 | 0 | 0 | 0 | 0 | 0 | 0 | 0 | 0 | 0 | 0 | 0 | 0 | 0 | 0 | 0 | 0 | 0
TAS1 | OCGT / Diesel | 0.0001322 | 0.00012795 | 0.0001314 | 2.8895e-05 | 16.687 | 0.2218 | 14.6922 | 7.6999 | 0.00013564 | 7.9164 | 0.00012621 | 0.017794 | 0.12833 | 0.072644 | 8.9526e-05 | 6.7351 | 1.7258 | 0.13738 | 0.9662 | 1.9887 | 0.51801 | 1.0397 | 0.75395 | 15.163 | 5.3697e-05
TAS1 | Hydro | 53869.7136 | 44812.2109 | 45655.0101 | 46088.1653 | 57099.8211 | 48374.4649 | 50892.5692 | 46806.9881 | 37298.9534 | 29825.4869 | 28294.0779 | 29725.1877 | 25691.6381 | 23934.9836 | 20207.7961 | 21236.4634 | 20942.1815 | 19096.3802 | 17157.7164 | 15991.174 | 16305.5417 | 14955.283 | 14414.9766 | 12894.3797 | 12933.8157
TAS1 | Hydrogen Turbine | 0 | 0 | 0 | 0 | 0 | 0 | 0 | 0 | 0 | 0 | 0 | 0 | 0 | 0 | 0 | 0 | 0 | 0 | 0 | 0 | 0 | 0 | 0 | 0 | 0
TAS1 | Wind | 271.5343 | 361.8103 | 353.1443 | 445.7319 | 415.9144 | 429.1983 | 409.0583 | 381.2681 | 365.153 | 329.7165 | 342.2362 | 313.669 | 300.6291 | 254.8832 | 242.7218 | 224.7289 | 208.4759 | 203.6116 | 183.236 | 189.2169 | 174.6672 | 168.4763 | 143.2201 | 138.8636 | 114.2554
TAS1 | Solar PV | 1.4918e-06 | 1.7394e-06 | 1.7589e-06 | 2.2948e-06 | 2.2451e-06 | 2.5195e-06 | 2.7353e-06 | 3.0113e-06 | 2.5865e-06 | 2.5291e-06 | 2.3812e-06 | 2.0051e-06 | 2.0279e-06 | 2.6711e-06 | 2.3726e-06 | 2.4216e-06 | 2.6837e-06 | 2.4467e-06 | 2.4426e-06 | 2.3515e-06 | 2.0272e-06 | 2.1179e-06 | 2.1364e-06 | 1.9584e-06 | 1.966e-06
TAS1 | Grid Battery | 9.5921e-05 | 9.4303e-05 | 8.8058e-05 | 8.3748e-05 | 0.037878 | 0.079899 | 0.14136 | 0.22204 | 0.31788 | 0.44375 | 0.53464 | 0.53068 | 0.65051 | 0.72739 | 0.76877 | 1.0125 | 1.0466 | 1.133 | 1.316 | 1.3777 | 1.3153 | 1.4981 | 1.576 | 1.886 | 1.6815
TAS1 | PHES | 0 | 0 | 2.6173e-05 | 2.5333e-05 | 2.8762e-05 | 2.8539e-05 | 3.1366e-05 | 3.0992e-05 | 3.014e-05 | 3.0596e-05 | 3.0201e-05 | 3.0127e-05 | 3.0249e-05 | 3.0484e-05 | 3.0475e-05 | 3.1382e-05 | 3.0863e-05 | 3.0751e-05 | 3.1107e-05 | 3.0805e-05 | 3.1901e-05 | 3.0895e-05 | 3.0433e-05 | 3.1337e-05 | 3.083e-05
TAS1 | VPP | 0.15495 | 0.18753 | 0.16523 | 0.22521 | 0.25083 | 0.23693 | 0.24136 | 0.26664 | 0.26088 | 0.28528 | 0.28009 | 0.2369 | 0.25178 | 0.24988 | 0.23117 | 0.25572 | 0.23213 | 0.22053 | 0.23488 | 0.2283 | 0.20479 | 0.20663 | 0.20711 | 0.24583 | 0.20985
Total |  | 54141.4032 | 45174.209 | 46008.32 | 46534.1225 | 57532.7113 | 48804.2018 | 51316.7024 | 47196.4449 | 37664.6853 | 30163.8489 | 28637.129 | 30039.6422 | 25993.2979 | 24190.9168 | 20451.5181 | 21469.1957 | 21153.662 | 19301.4827 | 17343.4695 | 16183.9855 | 16482.247 | 15126.5038 | 14560.7338 | 13050.5381 | 13049.9625
Explicitly modelled load
Region | Technology | 2026-27 | 2027-28 | 2028-29 | 2029-30 | 2030-31 | 2031-32 | 2032-33 | 2033-34 | 2034-35 | 2035-36 | 2036-37 | 2037-38 | 2038-39 | 2039-40 | 2040-41 | 2041-42 | 2042-43 | 2043-44 | 2044-45 | 2045-46 | 2046-47 | 2047-48 | 2048-49 | 2049-50 | 2050-51
NEM | Grid Battery Pump | 142.7069 | 131.8445 | 116.931 | 93.4401 | 101.7511 | 99.4028 | 106.8242 | 110.7333 | 114.8246 | 119.0203 | 128.7575 | 134.5621 | 141.5309 | 146.7919 | 145.9137 | 155.228 | 161.4983 | 164.2512 | 174.0489 | 182.663 | 179.989 | 192.7886 | 193.5833 | 194.1829 | 189.7536
NEM | PHES Pump | 26776.2113 | 25852.2696 | 25763.0433 | 25795.6793 | 47874.8933 | 42002.6332 | 44493.7553 | 42383.6341 | 36984.4493 | 35425.6031 | 36937.2107 | 33639.7009 | 29065.729 | 27980.5329 | 23883.9437 | 23889.7311 | 21804.9841 | 19468.1615 | 20798.0965 | 19435.5664 | 15322.5625 | 13012.3092 | 12757.3596 | 11897.5634 | 11917.4598
NEM | VPP Pump | 21.7164 | 22.7858 | 22.9619 | 20.6533 | 22.3485 | 22.3725 | 22.9309 | 22.8935 | 22.0721 | 21.7051 | 21.9034 | 21.914 | 21.9566 | 21.7597 | 21.0557 | 21.4745 | 21.3531 | 21.0394 | 21.4296 | 21.6467 | 21.1751 | 21.8392 | 21.7396 | 21.7392 | 21.4892
Region | Technology | 2026-27 | 2027-28 | 2028-29 | 2029-30 | 2030-31 | 2031-32 | 2032-33 | 2033-34 | 2034-35 | 2035-36 | 2036-37 | 2037-38 | 2038-39 | 2039-40 | 2040-41 | 2041-42 | 2042-43 | 2043-44 | 2044-45 | 2045-46 | 2046-47 | 2047-48 | 2048-49 | 2049-50 | 2050-51
NSW1 | Grid Battery Pump | 33.7085 | 32.4078 | 30.2489 | 26.0645 | 27.202 | 28.4565 | 30.1458 | 32.2007 | 34.2283 | 37.2346 | 38.8394 | 42.3877 | 45.6129 | 48.5377 | 50.7013 | 53.7839 | 56.6041 | 58.5702 | 62.8485 | 65.4366 | 63.9008 | 68.6151 | 68.0295 | 67.0612 | 65.8889
NSW1 | PHES Pump | 18518.5201 | 18104.4194 | 19160.8771 | 19681.0772 | 43839.8803 | 39352.633 | 40293.6251 | 38236.1211 | 33441.5026 | 32377.8733 | 33788.0367 | 30398.3566 | 26274.4448 | 25214.5727 | 21631.5774 | 21556.1514 | 19574.2867 | 17525.8633 | 18863.8701 | 17607.4832 | 14141.3373 | 11857.2023 | 11764.8034 | 10907.3067 | 10991.1529
NSW1 | VPP Pump | 8.3994 | 9.0793 | 9.2867 | 8.3552 | 8.5856 | 8.5934 | 8.4559 | 8.2566 | 7.7792 | 7.483 | 7.2185 | 7.3317 | 7.3014 | 7.2681 | 7.0897 | 7.0513 | 6.9972 | 6.8577 | 6.9852 | 6.9802 | 6.7516 | 6.9488 | 6.8232 | 6.6377 | 6.7017
Region | Technology | 2026-27 | 2027-28 | 2028-29 | 2029-30 | 2030-31 | 2031-32 | 2032-33 | 2033-34 | 2034-35 | 2035-36 | 2036-37 | 2037-38 | 2038-39 | 2039-40 | 2040-41 | 2041-42 | 2042-43 | 2043-44 | 2044-45 | 2045-46 | 2046-47 | 2047-48 | 2048-49 | 2049-50 | 2050-51
QLD1 | Grid Battery Pump | 17.2673 | 16.8048 | 16.2142 | 13.4701 | 14.7245 | 15.971 | 17.5932 | 19.1986 | 20.7587 | 23.1044 | 25.4408 | 27.6706 | 30.0277 | 32.181 | 34.4412 | 37.0985 | 39.2502 | 41.4381 | 43.5581 | 45.3198 | 46.329 | 48.4726 | 49.4693 | 50.2948 | 49.2314
QLD1 | PHES Pump | 8257.6912 | 7747.8502 | 6602.1662 | 6114.6021 | 4035.013 | 2650.0002 | 4200.1302 | 4147.513 | 3542.9467 | 3047.7298 | 3149.174 | 3241.3442 | 2791.2842 | 2765.9602 | 2252.3662 | 2333.5797 | 2230.6974 | 1942.2982 | 1934.2264 | 1828.0832 | 1181.2252 | 1155.107 | 992.5562 | 990.2567 | 926.3069
QLD1 | VPP Pump | 3.1796 | 3.8493 | 4.4314 | 4.2698 | 4.6642 | 4.9021 | 5.0133 | 5.0279 | 4.9246 | 5.0003 | 5.1253 | 5.2166 | 5.2743 | 5.3626 | 5.4214 | 5.5047 | 5.5064 | 5.5449 | 5.6148 | 5.6508 | 5.7147 | 5.8096 | 5.8353 | 5.8909 | 5.856
Region | Technology | 2026-27 | 2027-28 | 2028-29 | 2029-30 | 2030-31 | 2031-32 | 2032-33 | 2033-34 | 2034-35 | 2035-36 | 2036-37 | 2037-38 | 2038-39 | 2039-40 | 2040-41 | 2041-42 | 2042-43 | 2043-44 | 2044-45 | 2045-46 | 2046-47 | 2047-48 | 2048-49 | 2049-50 | 2050-51
VIC1 | Grid Battery Pump | 70.572 | 63.2225 | 53.4459 | 39.9863 | 45.1851 | 40.5502 | 44.2307 | 44.5029 | 46.3153 | 44.3389 | 49.6072 | 49.4845 | 50.3299 | 50.2484 | 44.8556 | 47.6874 | 48.6581 | 49.7038 | 52.2119 | 55.8988 | 53.6581 | 59.0321 | 60.0593 | 60.446 | 58.6234
VIC1 | PHES Pump | 0 | 0 | 0 | 0 | 0 | 0 | 0 | 0 | 0 | 0 | 0 | 0 | 0 | 0 | 0 | 0 | 0 | 0 | 0 | 0 | 0 | 0 | 0 | 0 | 0
VIC1 | VPP Pump | 3.9942 | 4.1487 | 4.1522 | 3.8567 | 4.5523 | 4.3394 | 4.772 | 5.0229 | 5.0443 | 4.7607 | 5.1778 | 5.1454 | 5.16 | 5.068 | 4.5984 | 4.987 | 5.0492 | 4.981 | 5.1547 | 5.3995 | 5.2236 | 5.6194 | 5.7517 | 5.9161 | 5.7801
Region | Technology | 2026-27 | 2027-28 | 2028-29 | 2029-30 | 2030-31 | 2031-32 | 2032-33 | 2033-34 | 2034-35 | 2035-36 | 2036-37 | 2037-38 | 2038-39 | 2039-40 | 2040-41 | 2041-42 | 2042-43 | 2043-44 | 2044-45 | 2045-46 | 2046-47 | 2047-48 | 2048-49 | 2049-50 | 2050-51
SA1 | Grid Battery Pump | 21.1591 | 19.4094 | 17.0219 | 13.9192 | 14.595 | 14.3312 | 14.6879 | 14.5702 | 13.1468 | 13.8218 | 14.239 | 14.397 | 14.795 | 14.969 | 15.007 | 15.4707 | 15.7495 | 13.2091 | 13.8845 | 14.3797 | 14.5607 | 14.9063 | 14.171 | 14.153 | 14.0407
SA1 | PHES Pump | 0 | 0 | 0 | 0 | 0 | 0 | 0 | 0 | 0 | 0 | 0 | 0 | 0 | 0 | 0 | 0 | 0 | 0 | 0 | 0 | 0 | 0 | 0 | 0 | 0
SA1 | VPP Pump | 5.9613 | 5.4876 | 4.8974 | 3.9057 | 4.2523 | 4.2587 | 4.4056 | 4.2725 | 4.016 | 4.1265 | 4.0513 | 3.9426 | 3.9247 | 3.767 | 3.6732 | 3.6316 | 3.5264 | 3.3968 | 3.399 | 3.3465 | 3.2452 | 3.2183 | 3.0857 | 3.0042 | 2.9055
Region | Technology | 2026-27 | 2027-28 | 2028-29 | 2029-30 | 2030-31 | 2031-32 | 2032-33 | 2033-34 | 2034-35 | 2035-36 | 2036-37 | 2037-38 | 2038-39 | 2039-40 | 2040-41 | 2041-42 | 2042-43 | 2043-44 | 2044-45 | 2045-46 | 2046-47 | 2047-48 | 2048-49 | 2049-50 | 2050-51
TAS1 | Grid Battery Pump | 0 | 0 | 0 | 0 | 0.04448 | 0.093948 | 0.16657 | 0.26085 | 0.37539 | 0.52059 | 0.63107 | 0.62228 | 0.76531 | 0.85574 | 0.9086 | 1.1875 | 1.2364 | 1.33 | 1.5459 | 1.6281 | 1.5403 | 1.7626 | 1.8543 | 2.228 | 1.9693
TAS1 | PHES Pump | 0 | 0 | 0 | 0 | 0 | 0 | 0 | 0 | 0 | 0 | 0 | 0 | 0 | 0 | 0 | 0 | 0 | 0 | 0 | 0 | 0 | 0 | 0 | 0 | 0
TAS1 | VPP Pump | 0.18182 | 0.22084 | 0.19424 | 0.26598 | 0.29409 | 0.27879 | 0.28406 | 0.31365 | 0.30803 | 0.33458 | 0.33061 | 0.27769 | 0.29625 | 0.29401 | 0.27306 | 0.30001 | 0.274 | 0.25892 | 0.27588 | 0.26966 | 0.23994 | 0.24314 | 0.24369 | 0.29026 | 0.24589

## ML1_FOM Cost
FOM cost by technology ($000s) - ML1, Progressive Change Scenario
FOM | Real June 2024 dollars discounted to 1 July 2025. For new entrant capacity, the FOM is incurred annually in modelling. For existing capacity that retires early as part of the least-cost solution, the associated FOM savings are presented as a negative cost that continues until the assumed fixed date retirement. For existing, committed and anticipated generators that do not retire early, FOM costs are not included since there will be no difference in these costs between the Base Case and option case.
Explicitly modelled generation
Region | Technology | 2026-27 | 2027-28 | 2028-29 | 2029-30 | 2030-31 | 2031-32 | 2032-33 | 2033-34 | 2034-35 | 2035-36 | 2036-37 | 2037-38 | 2038-39 | 2039-40 | 2040-41 | 2041-42 | 2042-43 | 2043-44 | 2044-45 | 2045-46 | 2046-47 | 2047-48 | 2048-49 | 2049-50 | 2050-51
NEM | Black Coal | 0 | 0 | -32566.3239 | -449309.3778 | -419915.3062 | -364925.1362 | -340088.1725 | -171405.8381 | -160192.372 | -97830.5995 | -70872.1721 | -35067.3987 | -32773.2698 | -30710.2933 | -28620.1342 | -26747.789 | -24997.9331 | -16816.3513 | -9513.5645 | -3135.7709 | -6.2597e-05 | -5.8656e-05 | -5.4664e-05 | -5.1088e-05 | -4.7746e-05
NEM | Brown Coal | 0 | -0.00021198 | -0.005279 | -285081.9376 | -266431.7174 | -249660.6608 | -232668.6474 | -217447.334 | -203221.8077 | -10454.6574 | -9743.1089 | -9105.7092 | -8510.0086 | -7974.3298 | -7431.5934 | -6945.4144 | -6491.0415 | -6082.4504 | -5668.4762 | -5297.6413 | -4951.0666 | 0 | 0 | 0 | 0
NEM | CCGT | 0.00010914 | 0.00010387 | 9.6796e-05 | 9.0464e-05 | 0.00019198 | 0.0001882 | 0.00020042 | 0.00018837 | 0.00017788 | 0.00016823 | 0.00016098 | 0.00021044 | 0.00020731 | 0.00021465 | 0.00021147 | 0.00046552 | 0.00045341 | 0.0010993 | 0.0010264 | 0.0009609 | 3019.5452 | 2829.4741 | 2636.8989 | 2464.3915 | 2303.1696
NEM | Gas - Steam | 0 | 0 | 0 | 0 | 0 | 0 | 0 | 0 | 0 | 0 | 0 | 0 | 0 | 0 | 0 | 0 | 0 | 0 | 0 | 0 | 0 | 0 | 0 | 0 | 0
NEM | OCGT / Diesel | 0.00045401 | 0.00046053 | 0.00046697 | 0.00052831 | 0.0005123 | 0.00049124 | 0.00054535 | 0.00051501 | 0.00048644 | 0.00046503 | 0.0005027 | 0.00052823 | 0.00051629 | 0.00053569 | 0.00050497 | 0.00087061 | 0.00081639 | 4068.4677 | 8056.8486 | 7529.765 | 7037.1641 | 6594.1963 | 13430.3843 | 12551.7611 | 15005.8934
NEM | Hydro | 0 | 0 | 0 | 0 | 0 | 0 | 0 | 0 | 0 | 0 | 0 | 0 | 0 | 0 | 0 | 0 | 0 | 0 | 0 | 0 | 0 | 0 | 0 | 0 | 0
NEM | Hydrogen Turbine | 0 | 0 | 0 | 0 | 0 | 0 | 0 | 0 | 0 | 0 | 0 | 0 | 0 | 0 | 0 | 0 | 0 | 0 | 0 | 0 | 0 | 0 | 0 | 0 | 0
NEM | Wind | 13723.5203 | 33925.0588 | 152543.0506 | 637575.0276 | 598410.1709 | 563127.5101 | 527023.8717 | 534799.3285 | 738342.7834 | 693685.864 | 648168.9535 | 679750.1687 | 704425.1965 | 724876.021 | 675540.6434 | 631346.4014 | 592784.0408 | 555470.1159 | 532406.0741 | 503640.2816 | 494104.3561 | 469638.2911 | 437674.5046 | 417390.0109 | 404159.0502
NEM | Solar PV | 23470.2795 | 35839.6017 | 33400.3473 | 57551.0274 | 53786.0069 | 50400.3434 | 46970.0741 | 53560.2286 | 102895.4571 | 96418.5047 | 89856.2193 | 83977.775 | 78483.9019 | 73543.5819 | 68538.1737 | 64054.3679 | 59863.8957 | 62344.112 | 60944.6599 | 56957.6261 | 53781.8596 | 54173.5765 | 58245.2757 | 54542.1113 | 50973.9361
NEM | Grid Battery | 3162.3367 | 24063.075 | 32936.0782 | 100978.499 | 94372.4289 | 88431.975 | 82413.2563 | 77021.7349 | 88833.8448 | 83242.0278 | 77576.5392 | 72501.4387 | 67758.354 | 63493.1745 | 59171.8015 | 67953.6267 | 63508.0625 | 63027.3337 | 58737.6662 | 54895.0152 | 54942.9246 | 51484.4379 | 52581.4317 | 49141.5292 | 56105.9679
NEM | PHES | 0 | 0 | 0.010183 | 0.024027 | 0.022963 | 0.021666 | 0.020688 | 0.019494 | 0.018314 | 0.017377 | 0.016403 | 0.015616 | 0.014831 | 0.014314 | 0.013643 | 0.014805 | 0.014057 | 0.015238 | 0.015529 | 0.014791 | 0.015768 | 0.015031 | 0.016546 | 0.015789 | 0.016915
NEM | VPP | 0 | 0 | 0 | 0 | 0 | 0 | 0 | 0 | 0 | 0 | 0 | 0 | 0 | 0 | 0 | 0 | 0 | 0 | 0 | 0 | 0 | 0 | 0 | 0 | 0
Total |  | 40356.1371 | 93827.7359 | 186313.1577 | 61713.2632 | 60221.6068 | 87374.0538 | 83650.4037 | 276528.1401 | 566657.9244 | 765061.1575 | 734986.4481 | 792056.2909 | 809384.1896 | 823228.1694 | 767198.9054 | 729661.2088 | 684667.0397 | 662011.2439 | 644963.2246 | 614589.2915 | 607934.7986 | 584719.9909 | 564568.5117 | 536089.8198 | 528548.0342
Region | Technology | 2026-27 | 2027-28 | 2028-29 | 2029-30 | 2030-31 | 2031-32 | 2032-33 | 2033-34 | 2034-35 | 2035-36 | 2036-37 | 2037-38 | 2038-39 | 2039-40 | 2040-41 | 2041-42 | 2042-43 | 2043-44 | 2044-45 | 2045-46 | 2046-47 | 2047-48 | 2048-49 | 2049-50 | 2050-51
NSW1 | Black Coal | 0 | 0 | -0.0028302 | -191980.1364 | -179420.6881 | -168126.708 | -156683.931 | -0.0050411 | -0.0047113 | -0.0044147 | -0.0041143 | -0.0038451 | -0.0035936 | -0.0033674 | 0 | 0 | 0 | 0 | 0 | 0 | 0 | 0 | 0 | 0 | 0
NSW1 | Brown Coal | 0 | 0 | 0 | 0 | 0 | 0 | 0 | 0 | 0 | 0 | 0 | 0 | 0 | 0 | 0 | 0 | 0 | 0 | 0 | 0 | 0 | 0 | 0 | 0 | 0
NSW1 | CCGT | 3.1886e-05 | 3.1474e-05 | 2.9332e-05 | 2.7413e-05 | 5.3046e-05 | 5.2117e-05 | 5.305e-05 | 4.9579e-05 | 4.6336e-05 | 4.3419e-05 | 4.0464e-05 | 4.5325e-05 | 5.0776e-05 | 5.5019e-05 | 5.6406e-05 | 0.0001122 | 0.00010486 | 0.00020703 | 0.00019294 | 0.00018031 | 0.000205 | 0.00019209 | 0.00017902 | 0.00016731 | 0.00016416
NSW1 | Gas - Steam | 0 | 0 | 0 | 0 | 0 | 0 | 0 | 0 | 0 | 0 | 0 | 0 | 0 | 0 | 0 | 0 | 0 | 0 | 0 | 0 | 0 | 0 | 0 | 0 | 0
NSW1 | OCGT / Diesel | 9.3769e-05 | 0.00010526 | 9.8095e-05 | 0.0001373 | 0.00012832 | 0.00012024 | 0.00011444 | 0.00010695 | 9.9957e-05 | 9.4615e-05 | 9.4822e-05 | 9.954e-05 | 0.00010291 | 0.00011927 | 0.00011184 | 0.00024919 | 0.00023289 | 3833.8755 | 5701.5893 | 5328.5881 | 4979.9889 | 4666.514 | 7396.0189 | 6912.1672 | 7049.9302
NSW1 | Hydro | 0 | 0 | 0 | 0 | 0 | 0 | 0 | 0 | 0 | 0 | 0 | 0 | 0 | 0 | 0 | 0 | 0 | 0 | 0 | 0 | 0 | 0 | 0 | 0 | 0
NSW1 | Hydrogen Turbine | 0 | 0 | 0 | 0 | 0 | 0 | 0 | 0 | 0 | 0 | 0 | 0 | 0 | 0 | 0 | 0 | 0 | 0 | 0 | 0 | 0 | 0 | 0 | 0 | 0
NSW1 | Wind | 5820.7232 | 19114.3836 | 57567.4332 | 90556.9024 | 84632.6191 | 79305.2562 | 73907.7059 | 69072.6223 | 64553.8526 | 60490.3862 | 56373.3842 | 52685.4058 | 49238.697 | 46139.2725 | 42999.0136 | 40185.9941 | 37557.0045 | 35192.9069 | 45987.7185 | 48402.267 | 59622.3408 | 56369.0036 | 52532.5048 | 49095.8009 | 52737.7454
NSW1 | Solar PV | 23470.2785 | 35839.6005 | 33400.3417 | 31215.2726 | 29173.152 | 27336.7918 | 25476.2379 | 23809.5681 | 22251.9328 | 20851.2421 | 19432.0975 | 18160.8388 | 16972.7465 | 15904.3644 | 14821.9064 | 13852.249 | 12946.0271 | 12131.1146 | 11305.4657 | 10565.8558 | 10425.0647 | 11624.2877 | 10833.1337 | 10124.4241 | 9462.0786
NSW1 | Grid Battery | 0.0015491 | 9921.7684 | 9246.4885 | 53178.9129 | 49699.9186 | 46571.4616 | 43401.7877 | 40562.4184 | 37908.8022 | 35522.5598 | 33104.8789 | 30939.1391 | 28915.0833 | 27094.9678 | 25250.8725 | 23598.9473 | 22055.091 | 20666.7909 | 19260.2001 | 18000.187 | 16822.6048 | 15763.6746 | 14690.7928 | 13729.7148 | 12831.5869
NSW1 | PHES | 0 | 0 | 0.002721 | 0.0085886 | 0.0080267 | 0.0075214 | 0.0070095 | 0.006551 | 0.0061224 | 0.005737 | 0.0053465 | 0.0049968 | 0.0046699 | 0.0044019 | 0.0041309 | 0.0043819 | 0.0041112 | 0.0042585 | 0.0045471 | 0.0042824 | 0.0042214 | 0.003987 | 0.0042275 | 0.0039645 | 0.0050227
NSW1 | VPP | 0 | 0 | 0 | 0 | 0 | 0 | 0 | 0 | 0 | 0 | 0 | 0 | 0 | 0 | 0 | 0 | 0 | 0 | 0 | 0 | 0 | 0 | 0 | 0 | 0
Total |  | 29291.0033 | 64875.7526 | 100214.2634 | -17029.0397 | -15914.9903 | -14913.1907 | -13898.1924 | 133444.6104 | 124714.5892 | 116864.1896 | 108910.3619 | 101785.385 | 95126.528 | 89138.6059 | 83071.7968 | 77637.1951 | 72558.1269 | 71824.6923 | 82254.9783 | 82296.9025 | 91850.0038 | 88423.4841 | 85452.4547 | 79862.1111 | 82081.3464
Region | Technology | 2026-27 | 2027-28 | 2028-29 | 2029-30 | 2030-31 | 2031-32 | 2032-33 | 2033-34 | 2034-35 | 2035-36 | 2036-37 | 2037-38 | 2038-39 | 2039-40 | 2040-41 | 2041-42 | 2042-43 | 2043-44 | 2044-45 | 2045-46 | 2046-47 | 2047-48 | 2048-49 | 2049-50 | 2050-51
QLD1 | Black Coal | 0 | 0 | -32566.3211 | -257329.2414 | -240494.6181 | -196798.4282 | -183404.2414 | -171405.8331 | -160192.3673 | -97830.5951 | -70872.168 | -35067.3948 | -32773.2662 | -30710.2899 | -28620.1342 | -26747.789 | -24997.9331 | -16816.3513 | -9513.5645 | -3135.7709 | -6.2597e-05 | -5.8656e-05 | -5.4664e-05 | -5.1088e-05 | -4.7746e-05
QLD1 | Brown Coal | 0 | 0 | 0 | 0 | 0 | 0 | 0 | 0 | 0 | 0 | 0 | 0 | 0 | 0 | 0 | 0 | 0 | 0 | 0 | 0 | 0 | 0 | 0 | 0 | 0
QLD1 | CCGT | 3.1026e-05 | 2.9073e-05 | 2.7094e-05 | 2.5322e-05 | 4.5965e-05 | 4.8964e-05 | 5.267e-05 | 4.9225e-05 | 4.6004e-05 | 4.3109e-05 | 4.314e-05 | 5.7036e-05 | 5.3305e-05 | 5.5549e-05 | 5.6768e-05 | 9.6846e-05 | 0.00010813 | 0.00028407 | 0.00026474 | 0.00024742 | 3019.5445 | 2829.4735 | 2636.8983 | 2464.3909 | 2303.1691
QLD1 | Gas - Steam | 0 | 0 | 0 | 0 | 0 | 0 | 0 | 0 | 0 | 0 | 0 | 0 | 0 | 0 | 0 | 0 | 0 | 0 | 0 | 0 | 0 | 0 | 0 | 0 | 0
QLD1 | OCGT / Diesel | 9.3132e-05 | 9.3564e-05 | 0.00010189 | 0.00011239 | 0.00010504 | 9.8428e-05 | 9.9007e-05 | 9.6826e-05 | 9.0491e-05 | 8.7406e-05 | 8.8085e-05 | 0.0001096 | 0.00010243 | 9.7948e-05 | 9.1282e-05 | 0.00014237 | 0.00013305 | 0.00021161 | 0.00024344 | 0.00022752 | 0.00065911 | 0.00061762 | 1998.5933 | 1867.8442 | 1745.6488
QLD1 | Hydro | 0 | 0 | 0 | 0 | 0 | 0 | 0 | 0 | 0 | 0 | 0 | 0 | 0 | 0 | 0 | 0 | 0 | 0 | 0 | 0 | 0 | 0 | 0 | 0 | 0
QLD1 | Hydrogen Turbine | 0 | 0 | 0 | 0 | 0 | 0 | 0 | 0 | 0 | 0 | 0 | 0 | 0 | 0 | 0 | 0 | 0 | 0 | 0 | 0 | 0 | 0 | 0 | 0 | 0
QLD1 | Wind | 0.0012005 | 0.0012282 | 7694.6735 | 128851.4236 | 120421.8912 | 112841.7037 | 105161.6482 | 98281.9142 | 91852.2563 | 86070.4394 | 80212.4478 | 74964.9045 | 70060.6584 | 65650.5555 | 61182.3501 | 57179.7665 | 53439.0342 | 50075.2172 | 46667.0766 | 43614.0903 | 43940.4644 | 41365.4437 | 38550.0936 | 44162.3718 | 48480.945
QLD1 | Solar PV | 0.00041517 | 0.00044756 | 0.0047258 | 16934.6 | 15826.7289 | 14830.4851 | 13821.1158 | 22579.8936 | 60582.353 | 56768.8803 | 52905.1656 | 49444.08 | 46209.4205 | 43300.6797 | 40353.6166 | 37713.6604 | 35246.4115 | 33027.7584 | 30779.8748 | 28766.2381 | 26884.3347 | 27113.7186 | 33027.1233 | 30973.7444 | 28947.4247
QLD1 | Grid Battery | 0.0013296 | 0.02952 | 0.028822 | 13190.1073 | 12327.203 | 11551.2435 | 10765.0609 | 10060.8046 | 9402.6211 | 8810.755 | 8211.0912 | 7673.917 | 7171.8851 | 6720.437 | 6263.0411 | 13118.4197 | 12260.2054 | 14024.2953 | 13069.7956 | 12214.7623 | 15054.8341 | 14107.1787 | 17748.0841 | 16586.9945 | 21643.5508
QLD1 | PHES | 0 | 0 | 0.0033345 | 0.0083891 | 0.0078403 | 0.0073468 | 0.0068468 | 0.0063988 | 0.0059802 | 0.0056038 | 0.0052224 | 0.0048908 | 0.0045841 | 0.0044026 | 0.0041514 | 0.0048645 | 0.0045929 | 0.0053105 | 0.0053303 | 0.0050253 | 0.005915 | 0.0055538 | 0.0068034 | 0.0063646 | 0.0061282
QLD1 | VPP | 0 | 0 | 0 | 0 | 0 | 0 | 0 | 0 | 0 | 0 | 0 | 0 | 0 | 0 | 0 | 0 | 0 | 0 | 0 | 0 | 0 | 0 | 0 | 0 | 0
Total |  | 0.0030694 | 0.031319 | -24871.6106 | -98353.1021 | -91918.7869 | -57574.9884 | -53656.4096 | -40483.2141 | 1644.8691 | 53819.4854 | 70456.5419 | 97015.5117 | 90668.7025 | 84961.3869 | 79178.8779 | 81264.0626 | 75947.7229 | 80310.9254 | 81003.1884 | 81459.3253 | 88899.1842 | 85415.8206 | 93960.7992 | 96055.3521 | 103120.7444
Region | Technology | 2026-27 | 2027-28 | 2028-29 | 2029-30 | 2030-31 | 2031-32 | 2032-33 | 2033-34 | 2034-35 | 2035-36 | 2036-37 | 2037-38 | 2038-39 | 2039-40 | 2040-41 | 2041-42 | 2042-43 | 2043-44 | 2044-45 | 2045-46 | 2046-47 | 2047-48 | 2048-49 | 2049-50 | 2050-51
VIC1 | Black Coal | 0 | 0 | 0 | 0 | 0 | 0 | 0 | 0 | 0 | 0 | 0 | 0 | 0 | 0 | 0 | 0 | 0 | 0 | 0 | 0 | 0 | 0 | 0 | 0 | 0
VIC1 | Brown Coal | 0 | -0.00021198 | -0.005279 | -285081.9376 | -266431.7174 | -249660.6608 | -232668.6474 | -217447.334 | -203221.8077 | -10454.6574 | -9743.1089 | -9105.7092 | -8510.0086 | -7974.3298 | -7431.5934 | -6945.4144 | -6491.0415 | -6082.4504 | -5668.4762 | -5297.6413 | -4951.0666 | 0 | 0 | 0 | 0
VIC1 | CCGT | 0 | 0 | 0 | 0 | 0 | 0 | 0 | 0 | 0 | 0 | 0 | 0 | 0 | 0 | 0 | 0 | 0 | 0 | 0 | 0 | 0 | 0 | 0 | 0 | 0
VIC1 | Gas - Steam | 0 | 0 | 0 | 0 | 0 | 0 | 0 | 0 | 0 | 0 | 0 | 0 | 0 | 0 | 0 | 0 | 0 | 0 | 0 | 0 | 0 | 0 | 0 | 0 | 0
VIC1 | OCGT / Diesel | 9.1173e-05 | 9.0299e-05 | 9.6819e-05 | 0.00011415 | 0.00010669 | 0.00010113 | 0.00012932 | 0.00012086 | 0.00011295 | 0.00010584 | 9.8639e-05 | 9.6612e-05 | 9.6952e-05 | 0.00011198 | 0.00010435 | 0.0002112 | 0.00019738 | 234.5916 | 2355.2586 | 2201.1762 | 2057.174 | 1927.6813 | 4035.7717 | 3771.7493 | 6210.3139
VIC1 | Hydro | 0 | 0 | 0 | 0 | 0 | 0 | 0 | 0 | 0 | 0 | 0 | 0 | 0 | 0 | 0 | 0 | 0 | 0 | 0 | 0 | 0 | 0 | 0 | 0 | 0
VIC1 | Hydrogen Turbine | 0 | 0 | 0 | 0 | 0 | 0 | 0 | 0 | 0 | 0 | 0 | 0 | 0 | 0 | 0 | 0 | 0 | 0 | 0 | 0 | 0 | 0 | 0 | 0 | 0
VIC1 | Wind | 0.00166 | 0.0016866 | 66576.9677 | 377220.5677 | 352542.5865 | 330351.1157 | 307867.2749 | 327902.448 | 543039.5015 | 508856.8362 | 474223.8184 | 515599.9009 | 549532.6836 | 578345.6939 | 538983.234 | 503722.6484 | 470768.8302 | 441135.3812 | 411111.5149 | 384216.369 | 359080.7186 | 336477.6951 | 313576.8765 | 293062.5019 | 273890.1893
VIC1 | Solar PV | 0.00012463 | 0.00013431 | 0.00016255 | 9401.1513 | 8786.1227 | 8233.0633 | 7672.7174 | 7170.7639 | 20061.1686 | 18798.3798 | 17518.9538 | 16372.8541 | 15301.7328 | 14338.5358 | 13362.6488 | 12488.4568 | 11671.4549 | 10936.7728 | 10192.4113 | 9525.618 | 8902.4467 | 8342.0651 | 7774.3006 | 7265.7015 | 6790.3753
VIC1 | Grid Battery | 3162.3099 | 14141.2546 | 23689.5392 | 27863.3223 | 26040.4881 | 24401.3195 | 22740.5551 | 21252.8552 | 36713.3964 | 34402.4011 | 32060.9587 | 29963.5128 | 28003.283 | 26240.5625 | 24454.6184 | 22854.7835 | 21359.6107 | 20015.089 | 18652.8533 | 17432.5732 | 16292.1245 | 15266.5854 | 14227.5349 | 13296.7639 | 12426.8879
VIC1 | PHES | 0 | 0 | 0.0010842 | 0.0036108 | 0.0033745 | 0.0031621 | 0.0029469 | 0.0027541 | 0.0025739 | 0.0024119 | 0.0022478 | 0.0021007 | 0.0019857 | 0.0019136 | 0.0017938 | 0.0018011 | 0.0016861 | 0.0019356 | 0.0018932 | 0.0017827 | 0.0017982 | 0.0017678 | 0.0018146 | 0.0016988 | 0.002005
VIC1 | VPP | 0 | 0 | 0 | 0 | 0 | 0 | 0 | 0 | 0 | 0 | 0 | 0 | 0 | 0 | 0 | 0 | 0 | 0 | 0 | 0 | 0 | 0 | 0 | 0 | 0
Total |  | 3162.3118 | 14141.2563 | 90266.503 | 129403.1074 | 120937.4834 | 113324.841 | 105611.9031 | 138878.7361 | 396592.2615 | 551602.9621 | 514060.6244 | 552830.5607 | 584327.6927 | 610950.4644 | 569368.9096 | 532120.4764 | 497308.8563 | 466239.386 | 436643.5637 | 408078.0969 | 381381.3991 | 362014.0287 | 339614.4856 | 317396.7182 | 299317.7683
Region | Technology | 2026-27 | 2027-28 | 2028-29 | 2029-30 | 2030-31 | 2031-32 | 2032-33 | 2033-34 | 2034-35 | 2035-36 | 2036-37 | 2037-38 | 2038-39 | 2039-40 | 2040-41 | 2041-42 | 2042-43 | 2043-44 | 2044-45 | 2045-46 | 2046-47 | 2047-48 | 2048-49 | 2049-50 | 2050-51
SA1 | Black Coal | 0 | 0 | 0 | 0 | 0 | 0 | 0 | 0 | 0 | 0 | 0 | 0 | 0 | 0 | 0 | 0 | 0 | 0 | 0 | 0 | 0 | 0 | 0 | 0 | 0
SA1 | Brown Coal | 0 | 0 | 0 | 0 | 0 | 0 | 0 | 0 | 0 | 0 | 0 | 0 | 0 | 0 | 0 | 0 | 0 | 0 | 0 | 0 | 0 | 0 | 0 | 0 | 0
SA1 | CCGT | 3.1086e-05 | 2.913e-05 | 2.7147e-05 | 2.5371e-05 | 6.233e-05 | 5.8406e-05 | 6.4494e-05 | 6.0275e-05 | 5.6332e-05 | 5.2786e-05 | 4.9193e-05 | 7.9315e-05 | 7.4126e-05 | 7.5149e-05 | 7.0034e-05 | 0.00022709 | 0.00021223 | 0.00058031 | 0.00054082 | 0.00050543 | 0.00047237 | 0.00044263 | 0.00041251 | 0.00038552 | 0.00036098
SA1 | Gas - Steam | 0 | 0 | 0 | 0 | 0 | 0 | 0 | 0 | 0 | 0 | 0 | 0 | 0 | 0 | 0 | 0 | 0 | 0 | 0 | 0 | 0 | 0 | 0 | 0 | 0
SA1 | OCGT / Diesel | 8.9104e-05 | 8.4921e-05 | 8.4513e-05 | 8.4417e-05 | 8.4121e-05 | 8.4101e-05 | 0.00010929 | 0.00010214 | 9.5458e-05 | 8.9449e-05 | 0.00013365 | 0.00013448 | 0.00012568 | 0.00011777 | 0.00010975 | 0.0001756 | 0.00016411 | 0.00032249 | 0.00038502 | 0.00035983 | 0.00033629 | 0.00031512 | 0.00029523 | 0.00027591 | 0.00042377
SA1 | Hydro | 0 | 0 | 0 | 0 | 0 | 0 | 0 | 0 | 0 | 0 | 0 | 0 | 0 | 0 | 0 | 0 | 0 | 0 | 0 | 0 | 0 | 0 | 0 | 0 | 0
SA1 | Hydrogen Turbine | 0 | 0 | 0 | 0 | 0 | 0 | 0 | 0 | 0 | 0 | 0 | 0 | 0 | 0 | 0 | 0 | 0 | 0 | 0 | 0 | 0 | 0 | 0 | 0 | 0
SA1 | Wind | 0.0015876 | 0.0016446 | 0.0019051 | 14850.1971 | 13878.6889 | 13005.0681 | 12119.9375 | 11327.0444 | 10586.0228 | 9919.6652 | 9244.5285 | 8639.7463 | 8074.5292 | 7566.2626 | 7051.2997 | 6590.0054 | 8899.558 | 8339.3583 | 9323.2175 | 9354.708 | 14589.0124 | 19616.358 | 18281.2601 | 17299.4583 | 16181.1257
SA1 | Solar PV | 0.00029764 | 0.00031606 | 0.00040428 | 0.0032059 | 0.0029962 | 0.0028076 | 0.0026165 | 0.0024453 | 0.0022854 | 0.0021415 | 0.0019958 | 0.0018652 | 0.0017432 | 0.0016334 | 0.0015223 | 0.0014508 | 0.0017936 | 6248.4659 | 8666.9078 | 8099.9138 | 7570.0131 | 7093.5047 | 6610.7178 | 6178.241 | 5774.0572
SA1 | Grid Battery | 0.02198 | 0.020704 | 0.02007 | 6746.155 | 6304.8177 | 5907.9488 | 5505.8513 | 5145.6554 | 4809.0237 | 4506.3105 | 4199.609 | 3924.8684 | 3668.1013 | 3437.2056 | 3203.2679 | 8381.4743 | 7833.1536 | 8321.1569 | 7754.8154 | 7247.491 | 6773.3588 | 6346.997 | 5915.0177 | 5528.0539 | 9203.9402
SA1 | PHES | 0 | 0 | 0.00046419 | 0.0009539 | 0.0008915 | 0.00083538 | 0.00077852 | 0.00072759 | 0.00067999 | 0.00063719 | 0.00063217 | 0.00067253 | 0.00062853 | 0.0006141 | 0.0005916 | 0.00068469 | 0.0006399 | 0.00071685 | 0.00071342 | 0.00068102 | 0.00069477 | 0.00068696 | 0.00071384 | 0.00067207 | 0.00073109
SA1 | VPP | 0 | 0 | 0 | 0 | 0 | 0 | 0 | 0 | 0 | 0 | 0 | 0 | 0 | 0 | 0 | 0 | 0 | 0 | 0 | 0 | 0 | 0 | 0 | 0 | 0
Total |  | 0.023986 | 0.022778 | 0.022955 | 21596.3563 | 20183.5106 | 18913.0207 | 17625.7923 | 16472.7031 | 15395.0496 | 14425.9786 | 13444.1404 | 12564.6174 | 11742.6331 | 11003.4706 | 10254.5699 | 14971.4823 | 16732.7144 | 22908.9826 | 25744.9423 | 24702.1144 | 28932.3858 | 33056.8611 | 30806.9971 | 29005.7545 | 31159.1246
Region | Technology | 2026-27 | 2027-28 | 2028-29 | 2029-30 | 2030-31 | 2031-32 | 2032-33 | 2033-34 | 2034-35 | 2035-36 | 2036-37 | 2037-38 | 2038-39 | 2039-40 | 2040-41 | 2041-42 | 2042-43 | 2043-44 | 2044-45 | 2045-46 | 2046-47 | 2047-48 | 2048-49 | 2049-50 | 2050-51
TAS1 | Black Coal | 0 | 0 | 0 | 0 | 0 | 0 | 0 | 0 | 0 | 0 | 0 | 0 | 0 | 0 | 0 | 0 | 0 | 0 | 0 | 0 | 0 | 0 | 0 | 0 | 0
TAS1 | Brown Coal | 0 | 0 | 0 | 0 | 0 | 0 | 0 | 0 | 0 | 0 | 0 | 0 | 0 | 0 | 0 | 0 | 0 | 0 | 0 | 0 | 0 | 0 | 0 | 0 | 0
TAS1 | CCGT | 1.5142e-05 | 1.4189e-05 | 1.3223e-05 | 1.2358e-05 | 3.0641e-05 | 2.8712e-05 | 3.0203e-05 | 2.9289e-05 | 2.9203e-05 | 2.8921e-05 | 2.8183e-05 | 2.8763e-05 | 2.9102e-05 | 2.893e-05 | 2.8261e-05 | 2.9381e-05 | 2.8186e-05 | 2.7881e-05 | 2.7883e-05 | 2.7734e-05 | 2.8409e-05 | 2.7758e-05 | 2.7298e-05 | 2.7843e-05 | 2.7532e-05
TAS1 | Gas - Steam | 0 | 0 | 0 | 0 | 0 | 0 | 0 | 0 | 0 | 0 | 0 | 0 | 0 | 0 | 0 | 0 | 0 | 0 | 0 | 0 | 0 | 0 | 0 | 0 | 0
TAS1 | OCGT / Diesel | 8.6829e-05 | 8.6481e-05 | 8.5652e-05 | 8.0049e-05 | 8.8134e-05 | 8.7338e-05 | 9.3287e-05 | 8.8229e-05 | 8.7585e-05 | 8.7718e-05 | 8.7504e-05 | 8.8e-05 | 8.8318e-05 | 8.8736e-05 | 8.7739e-05 | 9.2253e-05 | 8.8959e-05 | 8.8828e-05 | 9.0455e-05 | 8.9707e-05 | 9.6232e-05 | 9.1707e-05 | 9.0422e-05 | 9.3755e-05 | 9.4291e-05
TAS1 | Hydro | 0 | 0 | 0 | 0 | 0 | 0 | 0 | 0 | 0 | 0 | 0 | 0 | 0 | 0 | 0 | 0 | 0 | 0 | 0 | 0 | 0 | 0 | 0 | 0 | 0
TAS1 | Hydrogen Turbine | 0 | 0 | 0 | 0 | 0 | 0 | 0 | 0 | 0 | 0 | 0 | 0 | 0 | 0 | 0 | 0 | 0 | 0 | 0 | 0 | 0 | 0 | 0 | 0 | 0
TAS1 | Wind | 7902.7927 | 14810.6706 | 20703.9743 | 26095.9368 | 26934.3852 | 27624.3664 | 27967.3052 | 28215.2996 | 28311.1502 | 28348.5369 | 28114.7746 | 27860.2113 | 27518.6284 | 27174.2365 | 25324.7461 | 23667.987 | 22119.614 | 20727.2524 | 19316.5466 | 18052.8473 | 16871.8199 | 15809.7907 | 14733.7695 | 13769.8781 | 12869.0449
TAS1 | Solar PV | 0.00021251 | 0.00025108 | 0.00029413 | 0.0003509 | 0.00033309 | 0.00039849 | 0.00041631 | 0.00041084 | 0.00038551 | 0.00036785 | 0.00034892 | 0.00033738 | 0.00031719 | 0.00041074 | 0.00038906 | 0.00038123 | 0.0003763 | 0.00035944 | 0.00034671 | 0.0003353 | 0.0003321 | 0.00032432 | 0.0003155 | 0.00030862 | 0.00029699
TAS1 | Grid Battery | 0.0019038 | 0.0018353 | 0.0017104 | 0.0015985 | 0.0014939 | 0.0014108 | 0.0013794 | 0.0013421 | 0.0013364 | 0.0013945 | 0.0013867 | 0.00144 | 0.0014647 | 0.0016346 | 0.0016258 | 0.0017968 | 0.0017075 | 0.0017076 | 0.0017614 | 0.0017112 | 0.0023816 | 0.0022549 | 0.0021819 | 0.0022048 | 0.002175
TAS1 | PHES | 0 | 0 | 0.0025787 | 0.0024845 | 0.00283 | 0.0028004 | 0.0031065 | 0.003062 | 0.002957 | 0.0029875 | 0.0029538 | 0.0029552 | 0.0029628 | 0.0029817 | 0.0029751 | 0.003073 | 0.0030274 | 0.0030161 | 0.0030451 | 0.0030197 | 0.0031382 | 0.0030356 | 0.0029871 | 0.0030887 | 0.0030279
TAS1 | VPP | 0 | 0 | 0 | 0 | 0 | 0 | 0 | 0 | 0 | 0 | 0 | 0 | 0 | 0 | 0 | 0 | 0 | 0 | 0 | 0 | 0 | 0 | 0 | 0 | 0
Total |  | 7902.7949 | 14810.6728 | 20703.979 | 26095.9413 | 26934.39 | 27624.3711 | 27967.3102 | 28215.3045 | 28311.155 | 28348.5418 | 28114.7794 | 27860.2162 | 27518.6333 | 27174.2416 | 25324.7512 | 23667.9924 | 22119.6193 | 20727.2576 | 19316.5518 | 18052.8524 | 16871.8258 | 15809.7965 | 14733.7751 | 13769.8838 | 12869.0506

## ML1_Fuel Cost
Fuel cost by technology ($000s) - ML1, Progressive Change Scenario
Fuel | Real June 2024 dollars discounted to 1 July 2025
Explicitly modelled generation
Region | Technology | 2026-27 | 2027-28 | 2028-29 | 2029-30 | 2030-31 | 2031-32 | 2032-33 | 2033-34 | 2034-35 | 2035-36 | 2036-37 | 2037-38 | 2038-39 | 2039-40 | 2040-41 | 2041-42 | 2042-43 | 2043-44 | 2044-45 | 2045-46 | 2046-47 | 2047-48 | 2048-49 | 2049-50 | 2050-51
NEM | Black Coal | 3113524.732 | 2602170.008 | 2404379.321 | 505977.8368 | 536972.4664 | 488759.3855 | 485710.3895 | 436504.0763 | 344189.282 | 283914.3804 | 265572.9 | 303347.6625 | 273794.8835 | 239548.6426 | 138143.309 | 130802.1229 | 97729.4201 | 93773.8635 | 78855.622 | 82626.21 | 72987.778 | 59424.844 | 51780.155 | 54649.439 | 52332.031
NEM | Brown Coal | 335283.772 | 324906.158 | 205631.398 | 57188.5397 | 54550.4938 | 52080.3238 | 42365.1037 | 48891.8614 | 42885.4991 | 37165.393 | 35273.562 | 35209.895 | 23753.735 | 17632.692 | 26436.688 | 25820.576 | 24146.227 | 23718.299 | 20641.638 | 18377.671 | 18900.136 | 0 | 0 | 0 | 0
NEM | CCGT | 199286.4573 | 134446.6406 | 309937.2462 | 498439.2208 | 370150.9552 | 338271.9292 | 303731.6286 | 325975.5062 | 165323.6434 | 95683.175 | 118195.6756 | 116372.1224 | 140179.0092 | 146983.9501 | 152090.9417 | 150402.1906 | 188667.3453 | 130813.2601 | 101308.0047 | 62831.333 | 159817.338 | 148009.1507 | 144068.935 | 136079.8498 | 97448.9525
NEM | Gas - Steam | 8132.531 | 2980.4448 | 17691.25 | 19740.11 | 27985.18 | 21799.558 | 78614.048 | 19877.59 | 7589.1135 | 3892.162 | 4933.9805 | 9301.476 | 12072.058 | 0 | 0 | 0 | 0 | 0 | 0 | 0 | 0 | 0 | 0 | 0 | 0
NEM | OCGT / Diesel | 47313.8063 | 21637.0576 | 67968.1409 | 848255.3738 | 166549.6975 | 104797.8754 | 269155.3786 | 88348.8693 | 32081.7044 | 16503.1822 | 22155.4661 | 91482.0836 | 89245.7455 | 149799.1316 | 172379.9735 | 222297.1509 | 296808.6004 | 509305.0002 | 315977.3362 | 420224.3577 | 327244.9091 | 435454.9215 | 510916.8187 | 475583.2275 | 399584.428
NEM | Hydro | 0 | 0 | 0 | 0 | 0 | 0 | 0 | 0 | 0 | 0 | 0 | 0 | 0 | 0 | 0 | 0 | 0 | 0 | 0 | 0 | 0 | 0 | 0 | 0 | 0
NEM | Hydrogen Turbine | 0 | 0 | 0 | 0 | 0 | 0 | 0 | 0 | 0 | 0 | 0 | 0 | 0 | 0 | 0 | 0 | 0 | 0 | 0 | 0 | 0 | 0 | 0 | 0 | 0
NEM | Wind | 0 | 0 | 0 | 0 | 0 | 0 | 0 | 0 | 0 | 0 | 0 | 0 | 0 | 0 | 0 | 0 | 0 | 0 | 0 | 0 | 0 | 0 | 0 | 0 | 0
NEM | Solar PV | 0 | 0 | 0 | 0 | 0 | 0 | 0 | 0 | 0 | 0 | 0 | 0 | 0 | 0 | 0 | 0 | 0 | 0 | 0 | 0 | 0 | 0 | 0 | 0 | 0
NEM | Grid Battery | 0 | 0 | 0 | 0 | 0 | 0 | 0 | 0 | 0 | 0 | 0 | 0 | 0 | 0 | 0 | 0 | 0 | 0 | 0 | 0 | 0 | 0 | 0 | 0 | 0
NEM | PHES | 0 | 0 | 0 | 0 | 0 | 0 | 0 | 0 | 0 | 0 | 0 | 0 | 0 | 0 | 0 | 0 | 0 | 0 | 0 | 0 | 0 | 0 | 0 | 0 | 0
NEM | VPP | 0 | 0 | 0 | 0 | 0 | 0 | 0 | 0 | 0 | 0 | 0 | 0 | 0 | 0 | 0 | 0 | 0 | 0 | 0 | 0 | 0 | 0 | 0 | 0 | 0
Total |  | 3703541.2985 | 3086140.309 | 3005607.3562 | 1929601.0811 | 1156208.7929 | 1005709.0718 | 1179576.5485 | 919597.9033 | 592069.2424 | 437158.2926 | 446131.5842 | 555713.2395 | 539045.4312 | 553964.4162 | 489050.9122 | 529322.0403 | 607351.5928 | 757610.4228 | 516782.6009 | 584059.5717 | 578950.1611 | 642888.9162 | 706765.9087 | 666312.5163 | 549365.4114
Region | Technology | 2026-27 | 2027-28 | 2028-29 | 2029-30 | 2030-31 | 2031-32 | 2032-33 | 2033-34 | 2034-35 | 2035-36 | 2036-37 | 2037-38 | 2038-39 | 2039-40 | 2040-41 | 2041-42 | 2042-43 | 2043-44 | 2044-45 | 2045-46 | 2046-47 | 2047-48 | 2048-49 | 2049-50 | 2050-51
NSW1 | Black Coal | 1638799.312 | 1218430.968 | 1175154.816 | 250688.6443 | 262290.2145 | 226534.4251 | 232322.1552 | 210040.528 | 161600.824 | 126753.336 | 115730.452 | 127860.088 | 120509.676 | 104070.252 | 0 | 0 | 0 | 0 | 0 | 0 | 0 | 0 | 0 | 0 | 0
NSW1 | Brown Coal | 0 | 0 | 0 | 0 | 0 | 0 | 0 | 0 | 0 | 0 | 0 | 0 | 0 | 0 | 0 | 0 | 0 | 0 | 0 | 0 | 0 | 0 | 0 | 0 | 0
NSW1 | CCGT | 4946.1593 | 6907.5078 | 35562.3332 | 96551.4411 | 72054.506 | 65230.482 | 61935.182 | 61681.2939 | 21990.0957 | 6329.2296 | 13320.8756 | 24166.1418 | 27694.1339 | 39839.5941 | 42202.9023 | 43502.5963 | 57959.0044 | 0.0090608 | 0.0079328 | 0.0078556 | 0.0090084 | 0.0086298 | 0.007968 | 0.0076582 | 0.0074735
NSW1 | Gas - Steam | 0 | 0 | 0 | 0 | 0 | 0 | 0 | 0 | 0 | 0 | 0 | 0 | 0 | 0 | 0 | 0 | 0 | 0 | 0 | 0 | 0 | 0 | 0 | 0 | 0
NSW1 | OCGT / Diesel | 3918.9541 | 7734.5193 | 13539.4818 | 354850.2585 | 63017.5864 | 14295.0637 | 104351.7697 | 14216.9035 | 5461.9383 | 2611.7993 | 2205.205 | 25343.7327 | 17472.5918 | 47418.9724 | 65783.6294 | 88539.1039 | 111418.1599 | 275023.0397 | 160305.2402 | 210648.7706 | 182471.4664 | 264969.7988 | 295066.2769 | 310213.699 | 220270.2369
NSW1 | Hydro | 0 | 0 | 0 | 0 | 0 | 0 | 0 | 0 | 0 | 0 | 0 | 0 | 0 | 0 | 0 | 0 | 0 | 0 | 0 | 0 | 0 | 0 | 0 | 0 | 0
NSW1 | Hydrogen Turbine | 0 | 0 | 0 | 0 | 0 | 0 | 0 | 0 | 0 | 0 | 0 | 0 | 0 | 0 | 0 | 0 | 0 | 0 | 0 | 0 | 0 | 0 | 0 | 0 | 0
NSW1 | Wind | 0 | 0 | 0 | 0 | 0 | 0 | 0 | 0 | 0 | 0 | 0 | 0 | 0 | 0 | 0 | 0 | 0 | 0 | 0 | 0 | 0 | 0 | 0 | 0 | 0
NSW1 | Solar PV | 0 | 0 | 0 | 0 | 0 | 0 | 0 | 0 | 0 | 0 | 0 | 0 | 0 | 0 | 0 | 0 | 0 | 0 | 0 | 0 | 0 | 0 | 0 | 0 | 0
NSW1 | Grid Battery | 0 | 0 | 0 | 0 | 0 | 0 | 0 | 0 | 0 | 0 | 0 | 0 | 0 | 0 | 0 | 0 | 0 | 0 | 0 | 0 | 0 | 0 | 0 | 0 | 0
NSW1 | PHES | 0 | 0 | 0 | 0 | 0 | 0 | 0 | 0 | 0 | 0 | 0 | 0 | 0 | 0 | 0 | 0 | 0 | 0 | 0 | 0 | 0 | 0 | 0 | 0 | 0
NSW1 | VPP | 0 | 0 | 0 | 0 | 0 | 0 | 0 | 0 | 0 | 0 | 0 | 0 | 0 | 0 | 0 | 0 | 0 | 0 | 0 | 0 | 0 | 0 | 0 | 0 | 0
Total |  | 1647664.4254 | 1233072.9951 | 1224256.631 | 702090.3439 | 397362.3069 | 306059.9709 | 398609.1069 | 285938.7254 | 189052.858 | 135694.3649 | 131256.5326 | 177369.9625 | 165676.4017 | 191328.8185 | 107986.5316 | 132041.7002 | 169377.1643 | 275023.0487 | 160305.2481 | 210648.7785 | 182471.4754 | 264969.8074 | 295066.2849 | 310213.7067 | 220270.2443
Region | Technology | 2026-27 | 2027-28 | 2028-29 | 2029-30 | 2030-31 | 2031-32 | 2032-33 | 2033-34 | 2034-35 | 2035-36 | 2036-37 | 2037-38 | 2038-39 | 2039-40 | 2040-41 | 2041-42 | 2042-43 | 2043-44 | 2044-45 | 2045-46 | 2046-47 | 2047-48 | 2048-49 | 2049-50 | 2050-51
QLD1 | Black Coal | 1474725.42 | 1383739.04 | 1229224.505 | 255289.1925 | 274682.2519 | 262224.9604 | 253388.2343 | 226463.5483 | 182588.458 | 157161.0444 | 149842.448 | 175487.5745 | 153285.2075 | 135478.3906 | 138143.309 | 130802.1229 | 97729.4201 | 93773.8635 | 78855.622 | 82626.21 | 72987.778 | 59424.844 | 51780.155 | 54649.439 | 52332.031
QLD1 | Brown Coal | 0 | 0 | 0 | 0 | 0 | 0 | 0 | 0 | 0 | 0 | 0 | 0 | 0 | 0 | 0 | 0 | 0 | 0 | 0 | 0 | 0 | 0 | 0 | 0 | 0
QLD1 | CCGT | 113546.0651 | 107605.477 | 163467.1033 | 270626.4424 | 198135.0377 | 189130.6437 | 152314.403 | 176015.1687 | 106268.3925 | 74038.3533 | 83143.0309 | 92205.9766 | 112484.8713 | 107144.3519 | 109888.0355 | 106899.5847 | 130708.3309 | 130813.2255 | 101307.9746 | 62831.3033 | 159817.308 | 148009.122 | 144068.908 | 136079.824 | 97448.928
QLD1 | Gas - Steam | 0 | 0 | 0 | 0 | 0 | 0 | 0 | 0 | 0 | 0 | 0 | 0 | 0 | 0 | 0 | 0 | 0 | 0 | 0 | 0 | 0 | 0 | 0 | 0 | 0
QLD1 | OCGT / Diesel | 880.1055 | 1262.2377 | 5391.6242 | 84509.7812 | 1723.1006 | 2613.1906 | 7658.6704 | 3043.0789 | 690.2295 | 2470.8125 | 5517.3948 | 19155.7586 | 21412.1504 | 40078.2048 | 45438.1012 | 48708.3915 | 110910.3276 | 123568.1386 | 91817.8472 | 117864.1712 | 64193.6826 | 73987.3012 | 71718.0428 | 27387.7699 | 3757.7293
QLD1 | Hydro | 0 | 0 | 0 | 0 | 0 | 0 | 0 | 0 | 0 | 0 | 0 | 0 | 0 | 0 | 0 | 0 | 0 | 0 | 0 | 0 | 0 | 0 | 0 | 0 | 0
QLD1 | Hydrogen Turbine | 0 | 0 | 0 | 0 | 0 | 0 | 0 | 0 | 0 | 0 | 0 | 0 | 0 | 0 | 0 | 0 | 0 | 0 | 0 | 0 | 0 | 0 | 0 | 0 | 0
QLD1 | Wind | 0 | 0 | 0 | 0 | 0 | 0 | 0 | 0 | 0 | 0 | 0 | 0 | 0 | 0 | 0 | 0 | 0 | 0 | 0 | 0 | 0 | 0 | 0 | 0 | 0
QLD1 | Solar PV | 0 | 0 | 0 | 0 | 0 | 0 | 0 | 0 | 0 | 0 | 0 | 0 | 0 | 0 | 0 | 0 | 0 | 0 | 0 | 0 | 0 | 0 | 0 | 0 | 0
QLD1 | Grid Battery | 0 | 0 | 0 | 0 | 0 | 0 | 0 | 0 | 0 | 0 | 0 | 0 | 0 | 0 | 0 | 0 | 0 | 0 | 0 | 0 | 0 | 0 | 0 | 0 | 0
QLD1 | PHES | 0 | 0 | 0 | 0 | 0 | 0 | 0 | 0 | 0 | 0 | 0 | 0 | 0 | 0 | 0 | 0 | 0 | 0 | 0 | 0 | 0 | 0 | 0 | 0 | 0
QLD1 | VPP | 0 | 0 | 0 | 0 | 0 | 0 | 0 | 0 | 0 | 0 | 0 | 0 | 0 | 0 | 0 | 0 | 0 | 0 | 0 | 0 | 0 | 0 | 0 | 0 | 0
Total |  | 1589151.5906 | 1492606.7546 | 1398083.2325 | 610425.416 | 474540.3901 | 453968.7947 | 413361.3076 | 405521.7959 | 289547.08 | 233670.2103 | 238502.8737 | 286849.3097 | 287182.2292 | 282700.9474 | 293469.4457 | 286410.0991 | 339348.0787 | 348155.2276 | 271981.4437 | 263321.6845 | 296998.7686 | 281421.2672 | 267567.1058 | 218117.0329 | 153538.6883
Region | Technology | 2026-27 | 2027-28 | 2028-29 | 2029-30 | 2030-31 | 2031-32 | 2032-33 | 2033-34 | 2034-35 | 2035-36 | 2036-37 | 2037-38 | 2038-39 | 2039-40 | 2040-41 | 2041-42 | 2042-43 | 2043-44 | 2044-45 | 2045-46 | 2046-47 | 2047-48 | 2048-49 | 2049-50 | 2050-51
VIC1 | Black Coal | 0 | 0 | 0 | 0 | 0 | 0 | 0 | 0 | 0 | 0 | 0 | 0 | 0 | 0 | 0 | 0 | 0 | 0 | 0 | 0 | 0 | 0 | 0 | 0 | 0
VIC1 | Brown Coal | 335283.772 | 324906.158 | 205631.398 | 57188.5397 | 54550.4938 | 52080.3238 | 42365.1037 | 48891.8614 | 42885.4991 | 37165.393 | 35273.562 | 35209.895 | 23753.735 | 17632.692 | 26436.688 | 25820.576 | 24146.227 | 23718.299 | 20641.638 | 18377.671 | 18900.136 | 0 | 0 | 0 | 0
VIC1 | CCGT | 0 | 0 | 0 | 0 | 0 | 0 | 0 | 0 | 0 | 0 | 0 | 0 | 0 | 0 | 0 | 0 | 0 | 0 | 0 | 0 | 0 | 0 | 0 | 0 | 0
VIC1 | Gas - Steam | 8132.531 | 2980.4448 | 17691.25 | 19740.11 | 27985.18 | 21799.558 | 78614.048 | 19877.59 | 7589.1135 | 3892.162 | 4933.9805 | 9301.476 | 12072.058 | 0 | 0 | 0 | 0 | 0 | 0 | 0 | 0 | 0 | 0 | 0 | 0
VIC1 | OCGT / Diesel | 9318.307 | 1786.3186 | 12919.0895 | 158964.4629 | 32284.0328 | 24513.5493 | 75504.5047 | 16584.6042 | 6561.2311 | 4388.7381 | 3375.9993 | 18221.85 | 13617.317 | 23697.355 | 17554.1098 | 35908.7488 | 18455.5302 | 51035.7319 | 38829.6049 | 64034.7183 | 57386.0752 | 69831.394 | 119401.1616 | 114163.5956 | 155480.4937
VIC1 | Hydro | 0 | 0 | 0 | 0 | 0 | 0 | 0 | 0 | 0 | 0 | 0 | 0 | 0 | 0 | 0 | 0 | 0 | 0 | 0 | 0 | 0 | 0 | 0 | 0 | 0
VIC1 | Hydrogen Turbine | 0 | 0 | 0 | 0 | 0 | 0 | 0 | 0 | 0 | 0 | 0 | 0 | 0 | 0 | 0 | 0 | 0 | 0 | 0 | 0 | 0 | 0 | 0 | 0 | 0
VIC1 | Wind | 0 | 0 | 0 | 0 | 0 | 0 | 0 | 0 | 0 | 0 | 0 | 0 | 0 | 0 | 0 | 0 | 0 | 0 | 0 | 0 | 0 | 0 | 0 | 0 | 0
VIC1 | Solar PV | 0 | 0 | 0 | 0 | 0 | 0 | 0 | 0 | 0 | 0 | 0 | 0 | 0 | 0 | 0 | 0 | 0 | 0 | 0 | 0 | 0 | 0 | 0 | 0 | 0
VIC1 | Grid Battery | 0 | 0 | 0 | 0 | 0 | 0 | 0 | 0 | 0 | 0 | 0 | 0 | 0 | 0 | 0 | 0 | 0 | 0 | 0 | 0 | 0 | 0 | 0 | 0 | 0
VIC1 | PHES | 0 | 0 | 0 | 0 | 0 | 0 | 0 | 0 | 0 | 0 | 0 | 0 | 0 | 0 | 0 | 0 | 0 | 0 | 0 | 0 | 0 | 0 | 0 | 0 | 0
VIC1 | VPP | 0 | 0 | 0 | 0 | 0 | 0 | 0 | 0 | 0 | 0 | 0 | 0 | 0 | 0 | 0 | 0 | 0 | 0 | 0 | 0 | 0 | 0 | 0 | 0 | 0
Total |  | 352734.61 | 329672.9214 | 236241.7375 | 235893.1126 | 114819.7066 | 98393.4311 | 196483.6564 | 85354.0556 | 57035.8437 | 45446.2931 | 43583.5418 | 62733.221 | 49443.11 | 41330.047 | 43990.7978 | 61729.3248 | 42601.7572 | 74754.0309 | 59471.2429 | 82412.3893 | 76286.2112 | 69831.394 | 119401.1616 | 114163.5956 | 155480.4937
Region | Technology | 2026-27 | 2027-28 | 2028-29 | 2029-30 | 2030-31 | 2031-32 | 2032-33 | 2033-34 | 2034-35 | 2035-36 | 2036-37 | 2037-38 | 2038-39 | 2039-40 | 2040-41 | 2041-42 | 2042-43 | 2043-44 | 2044-45 | 2045-46 | 2046-47 | 2047-48 | 2048-49 | 2049-50 | 2050-51
SA1 | Black Coal | 0 | 0 | 0 | 0 | 0 | 0 | 0 | 0 | 0 | 0 | 0 | 0 | 0 | 0 | 0 | 0 | 0 | 0 | 0 | 0 | 0 | 0 | 0 | 0 | 0
SA1 | Brown Coal | 0 | 0 | 0 | 0 | 0 | 0 | 0 | 0 | 0 | 0 | 0 | 0 | 0 | 0 | 0 | 0 | 0 | 0 | 0 | 0 | 0 | 0 | 0 | 0 | 0
SA1 | CCGT | 80794.2322 | 19933.6552 | 110907.8091 | 131261.337 | 99961.4103 | 83910.8022 | 89482.0424 | 88279.0423 | 37065.154 | 15315.5909 | 21731.7679 | 0.0029249 | 0.0027484 | 0.002823 | 0.0027346 | 0.008418 | 0.0087265 | 0.024352 | 0.021024 | 0.020624 | 0.019775 | 0.018875 | 0.017771 | 0.016838 | 0.015725
SA1 | Gas - Steam | 0 | 0 | 0 | 0 | 0 | 0 | 0 | 0 | 0 | 0 | 0 | 0 | 0 | 0 | 0 | 0 | 0 | 0 | 0 | 0 | 0 | 0 | 0 | 0 | 0
SA1 | OCGT / Diesel | 33196.4377 | 10853.98 | 36117.9434 | 249930.8708 | 69299.7296 | 63372.8815 | 81435.8432 | 54393.2322 | 19368.3035 | 6919.7927 | 11056.8651 | 28760.488 | 36741.8896 | 38603.513 | 43604.1317 | 49040.0614 | 55997.5363 | 59675.8868 | 25009.0715 | 27644.646 | 23185.2676 | 26649.4395 | 24718.7737 | 23563.0338 | 20075.967
SA1 | Hydro | 0 | 0 | 0 | 0 | 0 | 0 | 0 | 0 | 0 | 0 | 0 | 0 | 0 | 0 | 0 | 0 | 0 | 0 | 0 | 0 | 0 | 0 | 0 | 0 | 0
SA1 | Hydrogen Turbine | 0 | 0 | 0 | 0 | 0 | 0 | 0 | 0 | 0 | 0 | 0 | 0 | 0 | 0 | 0 | 0 | 0 | 0 | 0 | 0 | 0 | 0 | 0 | 0 | 0
SA1 | Wind | 0 | 0 | 0 | 0 | 0 | 0 | 0 | 0 | 0 | 0 | 0 | 0 | 0 | 0 | 0 | 0 | 0 | 0 | 0 | 0 | 0 | 0 | 0 | 0 | 0
SA1 | Solar PV | 0 | 0 | 0 | 0 | 0 | 0 | 0 | 0 | 0 | 0 | 0 | 0 | 0 | 0 | 0 | 0 | 0 | 0 | 0 | 0 | 0 | 0 | 0 | 0 | 0
SA1 | Grid Battery | 0 | 0 | 0 | 0 | 0 | 0 | 0 | 0 | 0 | 0 | 0 | 0 | 0 | 0 | 0 | 0 | 0 | 0 | 0 | 0 | 0 | 0 | 0 | 0 | 0
SA1 | PHES | 0 | 0 | 0 | 0 | 0 | 0 | 0 | 0 | 0 | 0 | 0 | 0 | 0 | 0 | 0 | 0 | 0 | 0 | 0 | 0 | 0 | 0 | 0 | 0 | 0
SA1 | VPP | 0 | 0 | 0 | 0 | 0 | 0 | 0 | 0 | 0 | 0 | 0 | 0 | 0 | 0 | 0 | 0 | 0 | 0 | 0 | 0 | 0 | 0 | 0 | 0 | 0
Total |  | 113990.6699 | 30787.6351 | 147025.7526 | 381192.2078 | 169261.14 | 147283.6837 | 170917.8856 | 142672.2745 | 56433.4576 | 22235.3836 | 32788.6329 | 28760.4909 | 36741.8924 | 38603.5159 | 43604.1344 | 49040.0698 | 55997.545 | 59675.9111 | 25009.0925 | 27644.6666 | 23185.2874 | 26649.4584 | 24718.7914 | 23563.0506 | 20075.9827
Region | Technology | 2026-27 | 2027-28 | 2028-29 | 2029-30 | 2030-31 | 2031-32 | 2032-33 | 2033-34 | 2034-35 | 2035-36 | 2036-37 | 2037-38 | 2038-39 | 2039-40 | 2040-41 | 2041-42 | 2042-43 | 2043-44 | 2044-45 | 2045-46 | 2046-47 | 2047-48 | 2048-49 | 2049-50 | 2050-51
TAS1 | Black Coal | 0 | 0 | 0 | 0 | 0 | 0 | 0 | 0 | 0 | 0 | 0 | 0 | 0 | 0 | 0 | 0 | 0 | 0 | 0 | 0 | 0 | 0 | 0 | 0 | 0
TAS1 | Brown Coal | 0 | 0 | 0 | 0 | 0 | 0 | 0 | 0 | 0 | 0 | 0 | 0 | 0 | 0 | 0 | 0 | 0 | 0 | 0 | 0 | 0 | 0 | 0 | 0 | 0
TAS1 | CCGT | 0.00064248 | 0.00062682 | 0.00056861 | 0.00040973 | 0.0011817 | 0.0011989 | 0.0012122 | 0.0012142 | 0.0011788 | 0.001186 | 0.0011892 | 0.0011882 | 0.0011789 | 0.0011837 | 0.0011857 | 0.0012021 | 0.0012052 | 0.0012183 | 0.0012234 | 0.0012165 | 0.0012532 | 0.0012329 | 0.0012353 | 0.0012718 | 0.0012573
TAS1 | Gas - Steam | 0 | 0 | 0 | 0 | 0 | 0 | 0 | 0 | 0 | 0 | 0 | 0 | 0 | 0 | 0 | 0 | 0 | 0 | 0 | 0 | 0 | 0 | 0 | 0 | 0
TAS1 | OCGT / Diesel | 0.0020681 | 0.0020804 | 0.0020672 | 0.00044969 | 225.2482 | 3.1903 | 204.5907 | 111.0507 | 0.0020752 | 112.0396 | 0.0020272 | 0.25424 | 1.7968 | 1.0863 | 0.0014881 | 100.8452 | 27.0464 | 2.2032 | 15.5724 | 32.0516 | 8.4172 | 16.988 | 12.5638 | 255.1293 | 0.0010063
TAS1 | Hydro | 0 | 0 | 0 | 0 | 0 | 0 | 0 | 0 | 0 | 0 | 0 | 0 | 0 | 0 | 0 | 0 | 0 | 0 | 0 | 0 | 0 | 0 | 0 | 0 | 0
TAS1 | Hydrogen Turbine | 0 | 0 | 0 | 0 | 0 | 0 | 0 | 0 | 0 | 0 | 0 | 0 | 0 | 0 | 0 | 0 | 0 | 0 | 0 | 0 | 0 | 0 | 0 | 0 | 0
TAS1 | Wind | 0 | 0 | 0 | 0 | 0 | 0 | 0 | 0 | 0 | 0 | 0 | 0 | 0 | 0 | 0 | 0 | 0 | 0 | 0 | 0 | 0 | 0 | 0 | 0 | 0
TAS1 | Solar PV | 0 | 0 | 0 | 0 | 0 | 0 | 0 | 0 | 0 | 0 | 0 | 0 | 0 | 0 | 0 | 0 | 0 | 0 | 0 | 0 | 0 | 0 | 0 | 0 | 0
TAS1 | Grid Battery | 0 | 0 | 0 | 0 | 0 | 0 | 0 | 0 | 0 | 0 | 0 | 0 | 0 | 0 | 0 | 0 | 0 | 0 | 0 | 0 | 0 | 0 | 0 | 0 | 0
TAS1 | PHES | 0 | 0 | 0 | 0 | 0 | 0 | 0 | 0 | 0 | 0 | 0 | 0 | 0 | 0 | 0 | 0 | 0 | 0 | 0 | 0 | 0 | 0 | 0 | 0 | 0
TAS1 | VPP | 0 | 0 | 0 | 0 | 0 | 0 | 0 | 0 | 0 | 0 | 0 | 0 | 0 | 0 | 0 | 0 | 0 | 0 | 0 | 0 | 0 | 0 | 0 | 0 | 0
Total |  | 0.0027106 | 0.0027072 | 0.0026358 | 0.00085943 | 225.2493 | 3.1915 | 204.5919 | 111.0519 | 0.003254 | 112.0407 | 0.0032164 | 0.25543 | 1.798 | 1.0875 | 0.0026738 | 100.8464 | 27.0476 | 2.2045 | 15.5737 | 32.0529 | 8.4184 | 16.9892 | 12.565 | 255.1306 | 0.0022637

## ML1_Build Cost
New generation build cost (CAPEX) by technology ($000s) - ML1, Progressive Change Scenario
CAPEX | Real June 2024 dollars discounted to 1 July 2025. The total capital costs are annualised for modelling purposes. Build costs do not include capital costs of existing, committed and anticipated generators and transmission projects since there will be no difference in these costs between the Base Case and option case.
Explicitly modelled generation
Region | Technology | 2026-27 | 2027-28 | 2028-29 | 2029-30 | 2030-31 | 2031-32 | 2032-33 | 2033-34 | 2034-35 | 2035-36 | 2036-37 | 2037-38 | 2038-39 | 2039-40 | 2040-41 | 2041-42 | 2042-43 | 2043-44 | 2044-45 | 2045-46 | 2046-47 | 2047-48 | 2048-49 | 2049-50 | 2050-51
NEM | Black Coal | 0 | 0 | 0 | 0 | 0 | 0 | 0 | 0 | 0 | 0 | 0 | 0 | 0 | 0 | 0 | 0 | 0 | 0 | 0 | 0 | 0 | 0 | 0 | 0 | 0
NEM | Brown Coal | 0 | 0 | 0 | 0 | 0 | 0 | 0 | 0 | 0 | 0 | 0 | 0 | 0 | 0 | 0 | 0 | 0 | 0 | 0 | 0 | 0 | 0 | 0 | 0 | 0
NEM | CCGT | 0.002153 | 0.0020468 | 0.0019075 | 0.0017827 | 0.0036209 | 0.0035445 | 0.003758 | 0.0035317 | 0.0033343 | 0.0031529 | 0.003015 | 0.0038983 | 0.0038317 | 0.0039551 | 0.0038902 | 0.0084051 | 0.0081868 | 0.019642 | 0.018339 | 0.017169 | 53964.8926 | 50567.9687 | 47126.2907 | 44043.2624 | 41161.9276
NEM | Gas - Steam | 0 | 0 | 0 | 0 | 0 | 0 | 0 | 0 | 0 | 0 | 0 | 0 | 0 | 0 | 0 | 0 | 0 | 0 | 0 | 0 | 0 | 0 | 0 | 0 | 0
NEM | OCGT / Diesel | 0.0061812 | 0.0062597 | 0.0063393 | 0.007132 | 0.0069207 | 0.0066422 | 0.0073505 | 0.0069471 | 0.0065642 | 0.0062809 | 0.0067436 | 0.0070849 | 0.0069249 | 0.0071675 | 0.0067588 | 0.011192 | 0.010498 | 43704.4376 | 87163.0783 | 81460.8208 | 76131.6137 | 71339.3631 | 145274.4799 | 135770.542 | 162381.5964
NEM | Hydro | 0 | 0 | 0 | 0 | 0 | 0 | 0 | 0 | 0 | 0 | 0 | 0 | 0 | 0 | 0 | 0 | 0 | 0 | 0 | 0 | 0 | 0 | 0 | 0 | 0
NEM | Hydrogen Turbine | 0 | 0 | 0 | 0 | 0 | 0 | 0 | 0 | 0 | 0 | 0 | 0 | 0 | 0 | 0 | 0 | 0 | 0 | 0 | 0 | 0 | 0 | 0 | 0 | 0
NEM | Wind | 149731.3649 | 356343.5305 | 1057517.9194 | 3652036.9122 | 3437639.5189 | 3243437.5293 | 3042707.1518 | 2970880.3467 | 3433340.4797 | 3231950.9179 | 3025376.4175 | 3034147.0101 | 3028204.2724 | 3017470.7233 | 2812100.3525 | 2628131.2091 | 2476174.1818 | 2320306.6758 | 2267828.0717 | 2163386.167 | 2185161.1879 | 2092799.7807 | 1950362.9164 | 1878931.1911 | 1855142.7052
NEM | Solar PV | 260036.1696 | 382752.4545 | 356702.1996 | 597352.0621 | 558272.9551 | 523131.3916 | 487526.8416 | 536393.0451 | 957341.3029 | 897079.6143 | 836023.9849 | 781330.8269 | 730215.7259 | 684250.8943 | 637680.4803 | 595963.0659 | 556974.831 | 563935.989 | 544321.0695 | 508711.2806 | 478962.3033 | 474534.0209 | 496607.9195 | 464851.6146 | 434440.7633
NEM | Grid Battery | 27847.1146 | 199865.9969 | 275798.1283 | 791121.0985 | 739365.5124 | 692824.729 | 645670.7765 | 603430.6325 | 726011.3498 | 680311.1708 | 634008.8969 | 592531.681 | 553767.927 | 518909.9425 | 483592.7066 | 525066.4557 | 490716.315 | 479992.0016 | 447323.5386 | 418059.3826 | 404146.4161 | 333842.3247 | 313865.3659 | 155627.9626 | 202588.92
NEM | PHES | 0 | 0 | 0.07094 | 0.17521 | 0.16601 | 0.15613 | 0.14709 | 0.13809 | 0.12946 | 0.12214 | 0.11485 | 0.10907 | 0.10295 | 0.098889 | 0.093771 | 0.10225 | 0.096612 | 0.10571 | 0.10699 | 0.10142 | 0.10799 | 0.10285 | 0.11384 | 0.10769 | 0.11532
NEM | VPP | 0 | 0 | 0 | 0 | 0 | 0 | 0 | 0 | 0 | 0 | 0 | 0 | 0 | 0 | 0 | 0 | 0 | 0 | 0 | 0 | 0 | 0 | 0 | 0 | 0
Total |  | 437614.6575 | 938961.9903 | 1690018.3264 | 5040510.2569 | 4735278.163 | 4459393.8163 | 4175904.9281 | 4110704.1728 | 5116693.2717 | 4809341.8346 | 4495409.4238 | 4408009.638 | 4312188.039 | 4220631.67 | 3933373.6439 | 3749160.8526 | 3523865.4432 | 3407939.2293 | 3346635.8833 | 3171617.7696 | 3198366.5216 | 3023083.561 | 2953237.0863 | 2679224.6805 | 2695716.0278
Region | Technology | 2026-27 | 2027-28 | 2028-29 | 2029-30 | 2030-31 | 2031-32 | 2032-33 | 2033-34 | 2034-35 | 2035-36 | 2036-37 | 2037-38 | 2038-39 | 2039-40 | 2040-41 | 2041-42 | 2042-43 | 2043-44 | 2044-45 | 2045-46 | 2046-47 | 2047-48 | 2048-49 | 2049-50 | 2050-51
NSW1 | Black Coal | 0 | 0 | 0 | 0 | 0 | 0 | 0 | 0 | 0 | 0 | 0 | 0 | 0 | 0 | 0 | 0 | 0 | 0 | 0 | 0 | 0 | 0 | 0 | 0 | 0
NSW1 | Brown Coal | 0 | 0 | 0 | 0 | 0 | 0 | 0 | 0 | 0 | 0 | 0 | 0 | 0 | 0 | 0 | 0 | 0 | 0 | 0 | 0 | 0 | 0 | 0 | 0 | 0
NSW1 | CCGT | 0.00061615 | 0.00060667 | 0.00056538 | 0.00052839 | 0.00098224 | 0.00096326 | 0.00097721 | 0.00091328 | 0.00085353 | 0.0007998 | 0.00074537 | 0.00082876 | 0.00092244 | 0.00099494 | 0.0010171 | 0.0019898 | 0.0018597 | 0.0036315 | 0.0033843 | 0.0031629 | 0.0035845 | 0.0033588 | 0.0031302 | 0.0029254 | 0.002867
NSW1 | Gas - Steam | 0 | 0 | 0 | 0 | 0 | 0 | 0 | 0 | 0 | 0 | 0 | 0 | 0 | 0 | 0 | 0 | 0 | 0 | 0 | 0 | 0 | 0 | 0 | 0 | 0
NSW1 | OCGT / Diesel | 0.0012482 | 0.0013957 | 0.0013007 | 0.0018069 | 0.0016887 | 0.0015824 | 0.0015132 | 0.0014142 | 0.0013217 | 0.0012538 | 0.0012576 | 0.0013178 | 0.0013612 | 0.0015649 | 0.0014695 | 0.0030985 | 0.0028958 | 41096.6586 | 61050.0669 | 57056.1373 | 53323.493 | 49966.9432 | 78771.7932 | 73618.4983 | 75005.1419
NSW1 | Hydro | 0 | 0 | 0 | 0 | 0 | 0 | 0 | 0 | 0 | 0 | 0 | 0 | 0 | 0 | 0 | 0 | 0 | 0 | 0 | 0 | 0 | 0 | 0 | 0 | 0
NSW1 | Hydrogen Turbine | 0 | 0 | 0 | 0 | 0 | 0 | 0 | 0 | 0 | 0 | 0 | 0 | 0 | 0 | 0 | 0 | 0 | 0 | 0 | 0 | 0 | 0 | 0 | 0 | 0
NSW1 | Wind | 62324.5426 | 195277.9102 | 575104.1467 | 881141.0458 | 823496.3043 | 771659.7463 | 719140.2477 | 672093.6893 | 628124.9431 | 588586.411 | 548526.9634 | 512642.0218 | 479104.6931 | 448946.5272 | 418391.031 | 391019.6555 | 365438.9346 | 342435.6799 | 414033.6124 | 426232.8473 | 501316.7369 | 473525.6642 | 441297.3017 | 412427.3979 | 434225.5304
NSW1 | Solar PV | 254450.118 | 377518.0259 | 351823.9847 | 328807.4622 | 307296.6936 | 287953.3125 | 268355.0845 | 250799.1444 | 234391.7236 | 219637.486 | 204688.863 | 191298.0027 | 178783.1801 | 167529.3291 | 156127.21 | 145913.2803 | 136367.5517 | 127783.6347 | 119086.6249 | 111295.9118 | 107546.0698 | 112892.2962 | 105208.7976 | 98325.9794 | 91893.4388
NSW1 | Grid Battery | 0.014059 | 76946.0003 | 71709.0221 | 401974.3416 | 375676.9547 | 352029.2466 | 328069.9826 | 306607.4603 | 286549.0283 | 268511.6488 | 250236.629 | 233866.0084 | 218566.3629 | 204808.2832 | 190868.9423 | 178382.1963 | 166712.3331 | 156218.3049 | 145586.0191 | 136061.7003 | 127160.465 | 99290.2273 | 92532.4963 | 0.026571 | 0.45435
NSW1 | PHES | 0 | 0 | 0.019816 | 0.058949 | 0.055092 | 0.051624 | 0.048111 | 0.044963 | 0.042022 | 0.039377 | 0.036697 | 0.034296 | 0.032052 | 0.030234 | 0.028401 | 0.03051 | 0.028636 | 0.029782 | 0.031329 | 0.0295 | 0.029192 | 0.027565 | 0.029285 | 0.02746 | 0.033959
NSW1 | VPP | 0 | 0 | 0 | 0 | 0 | 0 | 0 | 0 | 0 | 0 | 0 | 0 | 0 | 0 | 0 | 0 | 0 | 0 | 0 | 0 | 0 | 0 | 0 | 0 | 0
Total |  | 316774.6765 | 649741.9384 | 998637.1751 | 1611922.9109 | 1506470.0103 | 1411642.3595 | 1315565.3655 | 1229500.3412 | 1149065.7392 | 1076735.5873 | 1003452.4941 | 937806.0693 | 876454.2705 | 821284.1723 | 765387.2141 | 715315.1677 | 668518.8528 | 667534.3114 | 739756.3582 | 730646.6293 | 789346.7974 | 735675.1618 | 717810.4213 | 584371.9326 | 601124.6022
Region | Technology | 2026-27 | 2027-28 | 2028-29 | 2029-30 | 2030-31 | 2031-32 | 2032-33 | 2033-34 | 2034-35 | 2035-36 | 2036-37 | 2037-38 | 2038-39 | 2039-40 | 2040-41 | 2041-42 | 2042-43 | 2043-44 | 2044-45 | 2045-46 | 2046-47 | 2047-48 | 2048-49 | 2049-50 | 2050-51
QLD1 | Black Coal | 0 | 0 | 0 | 0 | 0 | 0 | 0 | 0 | 0 | 0 | 0 | 0 | 0 | 0 | 0 | 0 | 0 | 0 | 0 | 0 | 0 | 0 | 0 | 0 | 0
QLD1 | Brown Coal | 0 | 0 | 0 | 0 | 0 | 0 | 0 | 0 | 0 | 0 | 0 | 0 | 0 | 0 | 0 | 0 | 0 | 0 | 0 | 0 | 0 | 0 | 0 | 0 | 0
QLD1 | CCGT | 0.00062117 | 0.00058206 | 0.00054245 | 0.00050696 | 0.0008856 | 0.00093852 | 0.0010042 | 0.0009385 | 0.0008771 | 0.00082189 | 0.00082017 | 0.0010717 | 0.0010016 | 0.0010404 | 0.0010604 | 0.0017846 | 0.0019862 | 0.0051532 | 0.0048025 | 0.0044883 | 53964.8801 | 50567.9569 | 47126.2798 | 44043.2521 | 41161.9178
QLD1 | Gas - Steam | 0 | 0 | 0 | 0 | 0 | 0 | 0 | 0 | 0 | 0 | 0 | 0 | 0 | 0 | 0 | 0 | 0 | 0 | 0 | 0 | 0 | 0 | 0 | 0 | 0
QLD1 | OCGT / Diesel | 0.0012662 | 0.0012726 | 0.0013781 | 0.0015138 | 0.0014148 | 0.0013257 | 0.0013352 | 0.0013078 | 0.0012222 | 0.0011822 | 0.0011903 | 0.0014666 | 0.0013707 | 0.0013156 | 0.0012261 | 0.0018601 | 0.0017384 | 0.0026792 | 0.0030459 | 0.0028466 | 0.0077284 | 0.0072419 | 22033.7893 | 20592.3264 | 19245.1649
QLD1 | Hydro | 0 | 0 | 0 | 0 | 0 | 0 | 0 | 0 | 0 | 0 | 0 | 0 | 0 | 0 | 0 | 0 | 0 | 0 | 0 | 0 | 0 | 0 | 0 | 0 | 0
QLD1 | Hydrogen Turbine | 0 | 0 | 0 | 0 | 0 | 0 | 0 | 0 | 0 | 0 | 0 | 0 | 0 | 0 | 0 | 0 | 0 | 0 | 0 | 0 | 0 | 0 | 0 | 0 | 0
QLD1 | Wind | 0.011764 | 0.012004 | 77400.2771 | 1215580.8616 | 1136056.8797 | 1064545.5955 | 992092.1583 | 927188.9328 | 866531.7129 | 811986.2084 | 756722.0732 | 707216.8907 | 660950.3649 | 619345.5736 | 577192.644 | 539432.3774 | 504142.4093 | 472408.2324 | 440255.9258 | 411454.1364 | 405383.327 | 381142.9254 | 355202.1719 | 386698.7901 | 411664.523
QLD1 | Solar PV | 0.0042109 | 0.004519 | 0.045958 | 167817.1608 | 156838.468 | 146965.9691 | 136963.4012 | 208763.6614 | 528839.3257 | 495550.5177 | 461823.1335 | 431610.405 | 403374.2102 | 377983.0451 | 352257.3543 | 329212.4806 | 307675.2154 | 288308.0076 | 268685.6389 | 251108.0737 | 234680.4428 | 233513.0268 | 271990.9178 | 254929.1823 | 238251.5722
QLD1 | Grid Battery | 0.012491 | 0.26056 | 0.25301 | 100933.9055 | 94330.7527 | 88392.9222 | 82376.8614 | 76987.7209 | 71951.141 | 67422.0381 | 62833.2648 | 58722.6774 | 54881.007 | 51426.4165 | 47926.3123 | 86826.6056 | 81146.3613 | 90590.8665 | 84425.2128 | 78902.068 | 94366.4924 | 88426.3479 | 108268.6341 | 75126.6249 | 104731.7435
QLD1 | PHES | 0 | 0 | 0.025781 | 0.063656 | 0.059492 | 0.055747 | 0.051953 | 0.048554 | 0.045378 | 0.042521 | 0.039627 | 0.037112 | 0.034782 | 0.033374 | 0.031455 | 0.036503 | 0.034451 | 0.039502 | 0.039576 | 0.037302 | 0.043555 | 0.040892 | 0.049686 | 0.046481 | 0.044727
QLD1 | VPP | 0 | 0 | 0 | 0 | 0 | 0 | 0 | 0 | 0 | 0 | 0 | 0 | 0 | 0 | 0 | 0 | 0 | 0 | 0 | 0 | 0 | 0 | 0 | 0 | 0
Total |  | 0.030354 | 0.27894 | 77400.6038 | 1484331.9936 | 1387226.1622 | 1299904.5448 | 1211432.4752 | 1212940.3659 | 1467322.2271 | 1374958.8088 | 1281378.5132 | 1197550.0128 | 1119205.6192 | 1048755.071 | 977376.3443 | 955471.5038 | 892964.0243 | 851307.1538 | 793366.8249 | 741464.3228 | 788395.1935 | 753650.3053 | 804621.8425 | 781390.2223 | 815054.9661
Region | Technology | 2026-27 | 2027-28 | 2028-29 | 2029-30 | 2030-31 | 2031-32 | 2032-33 | 2033-34 | 2034-35 | 2035-36 | 2036-37 | 2037-38 | 2038-39 | 2039-40 | 2040-41 | 2041-42 | 2042-43 | 2043-44 | 2044-45 | 2045-46 | 2046-47 | 2047-48 | 2048-49 | 2049-50 | 2050-51
VIC1 | Black Coal | 0 | 0 | 0 | 0 | 0 | 0 | 0 | 0 | 0 | 0 | 0 | 0 | 0 | 0 | 0 | 0 | 0 | 0 | 0 | 0 | 0 | 0 | 0 | 0 | 0
VIC1 | Brown Coal | 0 | 0 | 0 | 0 | 0 | 0 | 0 | 0 | 0 | 0 | 0 | 0 | 0 | 0 | 0 | 0 | 0 | 0 | 0 | 0 | 0 | 0 | 0 | 0 | 0
VIC1 | CCGT | 0 | 0 | 0 | 0 | 0 | 0 | 0 | 0 | 0 | 0 | 0 | 0 | 0 | 0 | 0 | 0 | 0 | 0 | 0 | 0 | 0 | 0 | 0 | 0 | 0
VIC1 | Gas - Steam | 0 | 0 | 0 | 0 | 0 | 0 | 0 | 0 | 0 | 0 | 0 | 0 | 0 | 0 | 0 | 0 | 0 | 0 | 0 | 0 | 0 | 0 | 0 | 0 | 0
VIC1 | OCGT / Diesel | 0.00125 | 0.001239 | 0.0013285 | 0.001558 | 0.0014561 | 0.0013837 | 0.0017513 | 0.0016367 | 0.0015296 | 0.0014334 | 0.0013358 | 0.0013163 | 0.0013214 | 0.0015146 | 0.0014115 | 0.0027242 | 0.002546 | 2607.7713 | 26113.0024 | 24404.6751 | 22808.1076 | 21372.4076 | 44468.8926 | 41559.7127 | 68131.2834
VIC1 | Hydro | 0 | 0 | 0 | 0 | 0 | 0 | 0 | 0 | 0 | 0 | 0 | 0 | 0 | 0 | 0 | 0 | 0 | 0 | 0 | 0 | 0 | 0 | 0 | 0 | 0
VIC1 | Hydrogen Turbine | 0 | 0 | 0 | 0 | 0 | 0 | 0 | 0 | 0 | 0 | 0 | 0 | 0 | 0 | 0 | 0 | 0 | 0 | 0 | 0 | 0 | 0 | 0 | 0 | 0
VIC1 | Wind | 0.0096884 | 0.010133 | 183653.2156 | 1148171.4687 | 1073057.4471 | 1005511.7833 | 937076.2134 | 984885.0427 | 1561035.8424 | 1462773.4405 | 1363216.4434 | 1468262.227 | 1553168.3494 | 1624482.7957 | 1513919.7888 | 1414878.3069 | 1322316.1743 | 1239080.4407 | 1154748.0859 | 1079203.8187 | 1008601.6998 | 945113.3466 | 880788.5204 | 823166.8456 | 769314.8139
VIC1 | Solar PV | 0.0013959 | 0.0014979 | 0.0017879 | 96168.378 | 89876.9888 | 84219.5089 | 78487.4924 | 73352.7967 | 190860.3072 | 178846.2382 | 166673.8853 | 155769.9862 | 145579.4263 | 136415.6495 | 127131.1409 | 118814.1504 | 111041.262 | 104051.5563 | 96969.7621 | 90625.9459 | 84697.1457 | 79365.7213 | 73964.0559 | 69125.2861 | 64603.0715
VIC1 | Grid Battery | 27846.8752 | 122919.5348 | 204088.6596 | 236754.8258 | 221266.1923 | 207338.1665 | 193226.6405 | 180585.6453 | 330829.1183 | 310004.4434 | 288905.4059 | 270005.0522 | 252341.1702 | 236457.0702 | 220363.6989 | 205947.3821 | 192474.1888 | 180358.531 | 168083.2508 | 157087.1503 | 139620.9257 | 105833.8401 | 75514.6111 | 58693.5689 | 54853.8357
VIC1 | PHES | 0 | 0 | 0.0093055 | 0.030987 | 0.028959 | 0.027137 | 0.02529 | 0.023635 | 0.022089 | 0.020699 | 0.01929 | 0.018028 | 0.01701 | 0.01632 | 0.015285 | 0.01519 | 0.01422 | 0.01625 | 0.015878 | 0.014938 | 0.014994 | 0.014671 | 0.015014 | 0.014052 | 0.016494
VIC1 | VPP | 0 | 0 | 0 | 0 | 0 | 0 | 0 | 0 | 0 | 0 | 0 | 0 | 0 | 0 | 0 | 0 | 0 | 0 | 0 | 0 | 0 | 0 | 0 | 0 | 0
Total |  | 27846.8876 | 122919.5477 | 387741.8877 | 1481094.7051 | 1384200.6586 | 1297069.4872 | 1208790.3734 | 1238823.5099 | 2082725.2915 | 1951624.1443 | 1818795.7553 | 1894037.2847 | 1951088.9642 | 1997355.5332 | 1861414.6453 | 1739639.8573 | 1625831.6419 | 1526098.3155 | 1445914.1171 | 1351321.6048 | 1255727.8937 | 1151685.3303 | 1074736.095 | 992545.4274 | 956903.0209
Region | Technology | 2026-27 | 2027-28 | 2028-29 | 2029-30 | 2030-31 | 2031-32 | 2032-33 | 2033-34 | 2034-35 | 2035-36 | 2036-37 | 2037-38 | 2038-39 | 2039-40 | 2040-41 | 2041-42 | 2042-43 | 2043-44 | 2044-45 | 2045-46 | 2046-47 | 2047-48 | 2048-49 | 2049-50 | 2050-51
SA1 | Black Coal | 0 | 0 | 0 | 0 | 0 | 0 | 0 | 0 | 0 | 0 | 0 | 0 | 0 | 0 | 0 | 0 | 0 | 0 | 0 | 0 | 0 | 0 | 0 | 0 | 0
SA1 | Brown Coal | 0 | 0 | 0 | 0 | 0 | 0 | 0 | 0 | 0 | 0 | 0 | 0 | 0 | 0 | 0 | 0 | 0 | 0 | 0 | 0 | 0 | 0 | 0 | 0 | 0
SA1 | CCGT | 0.00061251 | 0.00057396 | 0.00053489 | 0.0004999 | 0.0011691 | 0.0010955 | 0.0012032 | 0.0011245 | 0.001051 | 0.0009848 | 0.00091777 | 0.0014567 | 0.0013614 | 0.0013776 | 0.0012839 | 0.0040826 | 0.0038155 | 0.010338 | 0.0096347 | 0.0090044 | 0.0084153 | 0.0078856 | 0.0073489 | 0.0068681 | 0.0064306
SA1 | Gas - Steam | 0 | 0 | 0 | 0 | 0 | 0 | 0 | 0 | 0 | 0 | 0 | 0 | 0 | 0 | 0 | 0 | 0 | 0 | 0 | 0 | 0 | 0 | 0 | 0 | 0
SA1 | OCGT / Diesel | 0.0012118 | 0.0011517 | 0.001145 | 0.001144 | 0.0011387 | 0.0011388 | 0.0014623 | 0.0013666 | 0.0012772 | 0.0011968 | 0.00175 | 0.0017685 | 0.0016528 | 0.0015488 | 0.0014434 | 0.002243 | 0.0020963 | 0.0039143 | 0.0046586 | 0.0043539 | 0.004069 | 0.0038129 | 0.0035765 | 0.0033425 | 0.0050035
SA1 | Hydro | 0 | 0 | 0 | 0 | 0 | 0 | 0 | 0 | 0 | 0 | 0 | 0 | 0 | 0 | 0 | 0 | 0 | 0 | 0 | 0 | 0 | 0 | 0 | 0 | 0
SA1 | Hydrogen Turbine | 0 | 0 | 0 | 0 | 0 | 0 | 0 | 0 | 0 | 0 | 0 | 0 | 0 | 0 | 0 | 0 | 0 | 0 | 0 | 0 | 0 | 0 | 0 | 0 | 0
SA1 | Wind | 0.012533 | 0.01309 | 0.015291 | 132984.8018 | 124284.8615 | 116461.512 | 108535.0907 | 101434.6642 | 94798.7515 | 88831.4619 | 82785.5539 | 77369.6765 | 72308.109 | 67756.5366 | 63144.9987 | 59014.0562 | 75130.1093 | 70400.9005 | 76147.6062 | 75801.1205 | 110332.0933 | 143532.268 | 133763.3994 | 126440.4724 | 118257.7583
SA1 | Solar PV | 5586.0435 | 5234.4196 | 4878.1638 | 4559.0571 | 4260.801 | 3992.5967 | 3720.8588 | 3477.4382 | 3249.9422 | 3045.3684 | 2838.0993 | 2652.4292 | 2478.9058 | 2322.8663 | 2164.771 | 2023.1507 | 1890.798 | 43792.7868 | 59579.04 | 55681.3458 | 52038.6417 | 48762.9734 | 45444.1451 | 42471.1638 | 39692.678
SA1 | Grid Battery | 0.19451 | 0.18346 | 0.17697 | 51458.0101 | 48091.5982 | 45064.3801 | 41997.2788 | 39249.7933 | 36682.0498 | 34373.0276 | 32033.5845 | 29937.9302 | 27979.374 | 26218.1587 | 24433.7395 | 53910.257 | 50383.4178 | 52824.2853 | 49229.0418 | 46008.4505 | 42998.5196 | 40291.8968 | 37549.612 | 21807.7295 | 43002.8739
SA1 | PHES | 0 | 0 | 0.0056911 | 0.011666 | 0.010903 | 0.010217 | 0.0095214 | 0.0088985 | 0.0083164 | 0.0077929 | 0.0076457 | 0.0080652 | 0.0075376 | 0.0073511 | 0.0070726 | 0.008151 | 0.0076178 | 0.0085394 | 0.0084839 | 0.0080697 | 0.0082179 | 0.0080794 | 0.0083927 | 0.007892 | 0.0085729
SA1 | VPP | 0 | 0 | 0 | 0 | 0 | 0 | 0 | 0 | 0 | 0 | 0 | 0 | 0 | 0 | 0 | 0 | 0 | 0 | 0 | 0 | 0 | 0 | 0 | 0 | 0
Total |  | 5586.2524 | 5234.6179 | 4878.3634 | 189001.8824 | 176637.274 | 165518.5013 | 154253.2405 | 144161.907 | 134730.7542 | 126249.8679 | 117657.248 | 109960.0472 | 102766.3994 | 96297.5719 | 89743.519 | 114947.4783 | 127404.3387 | 167017.9953 | 184955.7108 | 177490.9382 | 205369.2754 | 232587.158 | 216757.1758 | 190719.3838 | 200953.3302
Region | Technology | 2026-27 | 2027-28 | 2028-29 | 2029-30 | 2030-31 | 2031-32 | 2032-33 | 2033-34 | 2034-35 | 2035-36 | 2036-37 | 2037-38 | 2038-39 | 2039-40 | 2040-41 | 2041-42 | 2042-43 | 2043-44 | 2044-45 | 2045-46 | 2046-47 | 2047-48 | 2048-49 | 2049-50 | 2050-51
TAS1 | Black Coal | 0 | 0 | 0 | 0 | 0 | 0 | 0 | 0 | 0 | 0 | 0 | 0 | 0 | 0 | 0 | 0 | 0 | 0 | 0 | 0 | 0 | 0 | 0 | 0 | 0
TAS1 | Brown Coal | 0 | 0 | 0 | 0 | 0 | 0 | 0 | 0 | 0 | 0 | 0 | 0 | 0 | 0 | 0 | 0 | 0 | 0 | 0 | 0 | 0 | 0 | 0 | 0 | 0
TAS1 | CCGT | 0.00030322 | 0.00028413 | 0.0002648 | 0.00024747 | 0.00058398 | 0.00054722 | 0.0005734 | 0.00055542 | 0.00055267 | 0.00054639 | 0.00053171 | 0.00054119 | 0.00054628 | 0.00054211 | 0.00052883 | 0.00054807 | 0.00052536 | 0.00051875 | 0.00051761 | 0.00051378 | 0.00052466 | 0.00051191 | 0.0005025 | 0.00051094 | 0.00050426
TAS1 | Gas - Steam | 0 | 0 | 0 | 0 | 0 | 0 | 0 | 0 | 0 | 0 | 0 | 0 | 0 | 0 | 0 | 0 | 0 | 0 | 0 | 0 | 0 | 0 | 0 | 0 | 0
TAS1 | OCGT / Diesel | 0.0012051 | 0.0012007 | 0.001187 | 0.0011093 | 0.0012225 | 0.0012117 | 0.0012886 | 0.0012218 | 0.0012134 | 0.0012148 | 0.0012099 | 0.0012156 | 0.0012189 | 0.0012236 | 0.0012084 | 0.0012657 | 0.0012211 | 0.0012186 | 0.0012376 | 0.0012262 | 0.0013082 | 0.0012477 | 0.00123 | 0.0012707 | 0.0012746
TAS1 | Hydro | 0 | 0 | 0 | 0 | 0 | 0 | 0 | 0 | 0 | 0 | 0 | 0 | 0 | 0 | 0 | 0 | 0 | 0 | 0 | 0 | 0 | 0 | 0 | 0 | 0
TAS1 | Hydrogen Turbine | 0 | 0 | 0 | 0 | 0 | 0 | 0 | 0 | 0 | 0 | 0 | 0 | 0 | 0 | 0 | 0 | 0 | 0 | 0 | 0 | 0 | 0 | 0 | 0 | 0
TAS1 | Wind | 87406.7883 | 161065.5851 | 221360.2646 | 274158.7343 | 280744.0264 | 285258.8923 | 285863.4417 | 285278.0178 | 282849.2297 | 279773.3961 | 274125.3835 | 268656.1941 | 262672.756 | 256939.2902 | 239451.8901 | 223786.8131 | 209146.5543 | 195981.4223 | 182642.8413 | 170694.2442 | 159527.331 | 149485.5764 | 139311.523 | 130197.6851 | 121680.0796
TAS1 | Solar PV | 0.0024859 | 0.0029143 | 0.0033757 | 0.0039657 | 0.0037619 | 0.0044031 | 0.0045535 | 0.0044754 | 0.0041982 | 0.0040002 | 0.0037888 | 0.0036527 | 0.0034322 | 0.0042599 | 0.0040281 | 0.003921 | 0.0038364 | 0.0036523 | 0.0035007 | 0.0033635 | 0.0032938 | 0.0031905 | 0.0030773 | 0.0029833 | 0.0028558
TAS1 | Grid Battery | 0.018344 | 0.01778 | 0.01657 | 0.015486 | 0.014473 | 0.01365 | 0.01318 | 0.012708 | 0.012517 | 0.012806 | 0.012619 | 0.012841 | 0.01287 | 0.013883 | 0.013685 | 0.014733 | 0.013972 | 0.013845 | 0.014077 | 0.013615 | 0.013435 | 0.012628 | 0.012329 | 0.012648 | 0.012611
TAS1 | PHES | 0 | 0 | 0.010346 | 0.0099563 | 0.011565 | 0.011402 | 0.012216 | 0.012041 | 0.011659 | 0.011749 | 0.01159 | 0.011568 | 0.011567 | 0.011609 | 0.011557 | 0.011897 | 0.011687 | 0.011634 | 0.011727 | 0.011606 | 0.012032 | 0.011644 | 0.011459 | 0.011801 | 0.011568
TAS1 | VPP | 0 | 0 | 0 | 0 | 0 | 0 | 0 | 0 | 0 | 0 | 0 | 0 | 0 | 0 | 0 | 0 | 0 | 0 | 0 | 0 | 0 | 0 | 0 | 0 | 0
Total |  | 87406.8107 | 161065.6073 | 221360.2964 | 274158.765 | 280744.058 | 285258.9235 | 285863.4735 | 285278.0488 | 282849.2599 | 279773.4264 | 274125.4133 | 268656.2239 | 262672.7857 | 256939.3217 | 239451.9211 | 223786.8455 | 209146.5855 | 195981.4532 | 182642.8724 | 170694.2745 | 159527.3616 | 149485.6057 | 139311.5516 | 130197.7144 | 121680.1084

## ML1_Rehab Cost
Rehabilition cost by technology ($000s) - ML1, Progressive Change Scenario
Rehab | Real June 2024 dollars discounted to 1 July 2025
Explicitly modelled generation
Region | Technology | 2026-27 | 2027-28 | 2028-29 | 2029-30 | 2030-31 | 2031-32 | 2032-33 | 2033-34 | 2034-35 | 2035-36 | 2036-37 | 2037-38 | 2038-39 | 2039-40 | 2040-41 | 2041-42 | 2042-43 | 2043-44 | 2044-45 | 2045-46 | 2046-47 | 2047-48 | 2048-49 | 2049-50 | 2050-51
NEM | Black Coal | 0 | 0 | 50147.4221 | 434950.3817 | 0 | 0 | 0 | 0 | 0 | 0 | 0 | 0 | 0 | 0 | 0 | 0 | 0 | 0 | 0 | 0 | 0 | 0 | 0 | 0 | 0
NEM | Brown Coal | 0 | 0.00010972 | 0.0024077 | 125273.9436 | 2.3317e-05 | 3.2123e-05 | 0 | 0 | 0.0002398 | 0 | 0 | 0 | 0 | 0 | 0 | 0 | 0 | 0 | 0 | 0 | 0 | 0 | 0 | 0 | 0
NEM | CCGT | 0 | 0 | 0 | 0 | 0 | 0 | 0 | 0 | 0 | 0 | 0 | 0 | 0 | 0 | 0 | 0 | 0 | 0 | 0 | 0 | 0 | 0 | 0 | 0 | 0
NEM | Gas - Steam | 0 | 0 | 0 | 0 | 0 | 0 | 0 | 0 | 0 | 0 | 0 | 0 | 0 | 0 | 0 | 0 | 0 | 0 | 0 | 0 | 0 | 0 | 0 | 0 | 0
NEM | OCGT / Diesel | 0 | 0 | 0 | 0 | 0 | 0 | 0 | 0 | 0 | 0 | 0 | 0 | 0 | 0 | 0 | 0 | 0 | 0 | 0 | 0 | 0 | 0 | 0 | 0 | 0
NEM | Hydro | 0 | 0 | 0 | 0 | 0 | 0 | 0 | 0 | 0 | 0 | 0 | 0 | 0 | 0 | 0 | 0 | 0 | 0 | 0 | 0 | 0 | 0 | 0 | 0 | 0
NEM | Hydrogen Turbine | 0 | 0 | 0 | 0 | 0 | 0 | 0 | 0 | 0 | 0 | 0 | 0 | 0 | 0 | 0 | 0 | 0 | 0 | 0 | 0 | 0 | 0 | 0 | 0 | 0
NEM | Wind | 0 | 0 | 0 | 0 | 0 | 0 | 0 | 0 | 0 | 0 | 0 | 0 | 0 | 0 | 0 | 0 | 0 | 0 | 0 | 0 | 0 | 0 | 0 | 0 | 0
NEM | Solar PV | 0 | 0 | 0 | 0 | 0 | 0 | 0 | 0 | 0 | 0 | 0 | 0 | 0 | 0 | 0 | 0 | 0 | 0 | 0 | 0 | 0 | 0 | 0 | 0 | 0
NEM | Grid Battery | 0 | 0 | 0 | 0 | 0 | 0 | 0 | 0 | 0 | 0 | 0 | 0 | 0 | 0 | 0 | 0 | 0 | 0 | 0 | 0 | 0 | 0 | 0 | 0 | 0
NEM | PHES | 0 | 0 | 0 | 0 | 0 | 0 | 0 | 0 | 0 | 0 | 0 | 0 | 0 | 0 | 0 | 0 | 0 | 0 | 0 | 0 | 0 | 0 | 0 | 0 | 0
NEM | VPP | 0 | 0 | 0 | 0 | 0 | 0 | 0 | 0 | 0 | 0 | 0 | 0 | 0 | 0 | 0 | 0 | 0 | 0 | 0 | 0 | 0 | 0 | 0 | 0 | 0
Total |  | 0 | 0.00010972 | 50147.4245 | 560224.3253 | 2.3317e-05 | 3.2123e-05 | 0 | 0 | 0.0002398 | 0 | 0 | 0 | 0 | 0 | 0 | 0 | 0 | 0 | 0 | 0 | 0 | 0 | 0 | 0 | 0
Region | Technology | 2026-27 | 2027-28 | 2028-29 | 2029-30 | 2030-31 | 2031-32 | 2032-33 | 2033-34 | 2034-35 | 2035-36 | 2036-37 | 2037-38 | 2038-39 | 2039-40 | 2040-41 | 2041-42 | 2042-43 | 2043-44 | 2044-45 | 2045-46 | 2046-47 | 2047-48 | 2048-49 | 2049-50 | 2050-51
NSW1 | Black Coal | 0 | 0 | 0.0030431 | 143401.9283 | 0 | 0 | 0 | 0 | 0 | 0 | 0 | 0 | 0 | 0 | 0 | 0 | 0 | 0 | 0 | 0 | 0 | 0 | 0 | 0 | 0
NSW1 | Brown Coal | 0 | 0 | 0 | 0 | 0 | 0 | 0 | 0 | 0 | 0 | 0 | 0 | 0 | 0 | 0 | 0 | 0 | 0 | 0 | 0 | 0 | 0 | 0 | 0 | 0
NSW1 | CCGT | 0 | 0 | 0 | 0 | 0 | 0 | 0 | 0 | 0 | 0 | 0 | 0 | 0 | 0 | 0 | 0 | 0 | 0 | 0 | 0 | 0 | 0 | 0 | 0 | 0
NSW1 | Gas - Steam | 0 | 0 | 0 | 0 | 0 | 0 | 0 | 0 | 0 | 0 | 0 | 0 | 0 | 0 | 0 | 0 | 0 | 0 | 0 | 0 | 0 | 0 | 0 | 0 | 0
NSW1 | OCGT / Diesel | 0 | 0 | 0 | 0 | 0 | 0 | 0 | 0 | 0 | 0 | 0 | 0 | 0 | 0 | 0 | 0 | 0 | 0 | 0 | 0 | 0 | 0 | 0 | 0 | 0
NSW1 | Hydro | 0 | 0 | 0 | 0 | 0 | 0 | 0 | 0 | 0 | 0 | 0 | 0 | 0 | 0 | 0 | 0 | 0 | 0 | 0 | 0 | 0 | 0 | 0 | 0 | 0
NSW1 | Hydrogen Turbine | 0 | 0 | 0 | 0 | 0 | 0 | 0 | 0 | 0 | 0 | 0 | 0 | 0 | 0 | 0 | 0 | 0 | 0 | 0 | 0 | 0 | 0 | 0 | 0 | 0
NSW1 | Wind | 0 | 0 | 0 | 0 | 0 | 0 | 0 | 0 | 0 | 0 | 0 | 0 | 0 | 0 | 0 | 0 | 0 | 0 | 0 | 0 | 0 | 0 | 0 | 0 | 0
NSW1 | Solar PV | 0 | 0 | 0 | 0 | 0 | 0 | 0 | 0 | 0 | 0 | 0 | 0 | 0 | 0 | 0 | 0 | 0 | 0 | 0 | 0 | 0 | 0 | 0 | 0 | 0
NSW1 | Grid Battery | 0 | 0 | 0 | 0 | 0 | 0 | 0 | 0 | 0 | 0 | 0 | 0 | 0 | 0 | 0 | 0 | 0 | 0 | 0 | 0 | 0 | 0 | 0 | 0 | 0
NSW1 | PHES | 0 | 0 | 0 | 0 | 0 | 0 | 0 | 0 | 0 | 0 | 0 | 0 | 0 | 0 | 0 | 0 | 0 | 0 | 0 | 0 | 0 | 0 | 0 | 0 | 0
NSW1 | VPP | 0 | 0 | 0 | 0 | 0 | 0 | 0 | 0 | 0 | 0 | 0 | 0 | 0 | 0 | 0 | 0 | 0 | 0 | 0 | 0 | 0 | 0 | 0 | 0 | 0
Total |  | 0 | 0 | 0.0030431 | 143401.9283 | 0 | 0 | 0 | 0 | 0 | 0 | 0 | 0 | 0 | 0 | 0 | 0 | 0 | 0 | 0 | 0 | 0 | 0 | 0 | 0 | 0
Region | Technology | 2026-27 | 2027-28 | 2028-29 | 2029-30 | 2030-31 | 2031-32 | 2032-33 | 2033-34 | 2034-35 | 2035-36 | 2036-37 | 2037-38 | 2038-39 | 2039-40 | 2040-41 | 2041-42 | 2042-43 | 2043-44 | 2044-45 | 2045-46 | 2046-47 | 2047-48 | 2048-49 | 2049-50 | 2050-51
QLD1 | Black Coal | 0 | 0 | 50147.419 | 291548.4533 | 0 | 0 | 0 | 0 | 0 | 0 | 0 | 0 | 0 | 0 | 0 | 0 | 0 | 0 | 0 | 0 | 0 | 0 | 0 | 0 | 0
QLD1 | Brown Coal | 0 | 0 | 0 | 0 | 0 | 0 | 0 | 0 | 0 | 0 | 0 | 0 | 0 | 0 | 0 | 0 | 0 | 0 | 0 | 0 | 0 | 0 | 0 | 0 | 0
QLD1 | CCGT | 0 | 0 | 0 | 0 | 0 | 0 | 0 | 0 | 0 | 0 | 0 | 0 | 0 | 0 | 0 | 0 | 0 | 0 | 0 | 0 | 0 | 0 | 0 | 0 | 0
QLD1 | Gas - Steam | 0 | 0 | 0 | 0 | 0 | 0 | 0 | 0 | 0 | 0 | 0 | 0 | 0 | 0 | 0 | 0 | 0 | 0 | 0 | 0 | 0 | 0 | 0 | 0 | 0
QLD1 | OCGT / Diesel | 0 | 0 | 0 | 0 | 0 | 0 | 0 | 0 | 0 | 0 | 0 | 0 | 0 | 0 | 0 | 0 | 0 | 0 | 0 | 0 | 0 | 0 | 0 | 0 | 0
QLD1 | Hydro | 0 | 0 | 0 | 0 | 0 | 0 | 0 | 0 | 0 | 0 | 0 | 0 | 0 | 0 | 0 | 0 | 0 | 0 | 0 | 0 | 0 | 0 | 0 | 0 | 0
QLD1 | Hydrogen Turbine | 0 | 0 | 0 | 0 | 0 | 0 | 0 | 0 | 0 | 0 | 0 | 0 | 0 | 0 | 0 | 0 | 0 | 0 | 0 | 0 | 0 | 0 | 0 | 0 | 0
QLD1 | Wind | 0 | 0 | 0 | 0 | 0 | 0 | 0 | 0 | 0 | 0 | 0 | 0 | 0 | 0 | 0 | 0 | 0 | 0 | 0 | 0 | 0 | 0 | 0 | 0 | 0
QLD1 | Solar PV | 0 | 0 | 0 | 0 | 0 | 0 | 0 | 0 | 0 | 0 | 0 | 0 | 0 | 0 | 0 | 0 | 0 | 0 | 0 | 0 | 0 | 0 | 0 | 0 | 0
QLD1 | Grid Battery | 0 | 0 | 0 | 0 | 0 | 0 | 0 | 0 | 0 | 0 | 0 | 0 | 0 | 0 | 0 | 0 | 0 | 0 | 0 | 0 | 0 | 0 | 0 | 0 | 0
QLD1 | PHES | 0 | 0 | 0 | 0 | 0 | 0 | 0 | 0 | 0 | 0 | 0 | 0 | 0 | 0 | 0 | 0 | 0 | 0 | 0 | 0 | 0 | 0 | 0 | 0 | 0
QLD1 | VPP | 0 | 0 | 0 | 0 | 0 | 0 | 0 | 0 | 0 | 0 | 0 | 0 | 0 | 0 | 0 | 0 | 0 | 0 | 0 | 0 | 0 | 0 | 0 | 0 | 0
Total |  | 0 | 0 | 50147.419 | 291548.4533 | 0 | 0 | 0 | 0 | 0 | 0 | 0 | 0 | 0 | 0 | 0 | 0 | 0 | 0 | 0 | 0 | 0 | 0 | 0 | 0 | 0
Region | Technology | 2026-27 | 2027-28 | 2028-29 | 2029-30 | 2030-31 | 2031-32 | 2032-33 | 2033-34 | 2034-35 | 2035-36 | 2036-37 | 2037-38 | 2038-39 | 2039-40 | 2040-41 | 2041-42 | 2042-43 | 2043-44 | 2044-45 | 2045-46 | 2046-47 | 2047-48 | 2048-49 | 2049-50 | 2050-51
VIC1 | Black Coal | 0 | 0 | 0 | 0 | 0 | 0 | 0 | 0 | 0 | 0 | 0 | 0 | 0 | 0 | 0 | 0 | 0 | 0 | 0 | 0 | 0 | 0 | 0 | 0 | 0
VIC1 | Brown Coal | 0 | 0.00010972 | 0.0024077 | 125273.9436 | 2.3317e-05 | 3.2123e-05 | 0 | 0 | 0.0002398 | 0 | 0 | 0 | 0 | 0 | 0 | 0 | 0 | 0 | 0 | 0 | 0 | 0 | 0 | 0 | 0
VIC1 | CCGT | 0 | 0 | 0 | 0 | 0 | 0 | 0 | 0 | 0 | 0 | 0 | 0 | 0 | 0 | 0 | 0 | 0 | 0 | 0 | 0 | 0 | 0 | 0 | 0 | 0
VIC1 | Gas - Steam | 0 | 0 | 0 | 0 | 0 | 0 | 0 | 0 | 0 | 0 | 0 | 0 | 0 | 0 | 0 | 0 | 0 | 0 | 0 | 0 | 0 | 0 | 0 | 0 | 0
VIC1 | OCGT / Diesel | 0 | 0 | 0 | 0 | 0 | 0 | 0 | 0 | 0 | 0 | 0 | 0 | 0 | 0 | 0 | 0 | 0 | 0 | 0 | 0 | 0 | 0 | 0 | 0 | 0
VIC1 | Hydro | 0 | 0 | 0 | 0 | 0 | 0 | 0 | 0 | 0 | 0 | 0 | 0 | 0 | 0 | 0 | 0 | 0 | 0 | 0 | 0 | 0 | 0 | 0 | 0 | 0
VIC1 | Hydrogen Turbine | 0 | 0 | 0 | 0 | 0 | 0 | 0 | 0 | 0 | 0 | 0 | 0 | 0 | 0 | 0 | 0 | 0 | 0 | 0 | 0 | 0 | 0 | 0 | 0 | 0
VIC1 | Wind | 0 | 0 | 0 | 0 | 0 | 0 | 0 | 0 | 0 | 0 | 0 | 0 | 0 | 0 | 0 | 0 | 0 | 0 | 0 | 0 | 0 | 0 | 0 | 0 | 0
VIC1 | Solar PV | 0 | 0 | 0 | 0 | 0 | 0 | 0 | 0 | 0 | 0 | 0 | 0 | 0 | 0 | 0 | 0 | 0 | 0 | 0 | 0 | 0 | 0 | 0 | 0 | 0
VIC1 | Grid Battery | 0 | 0 | 0 | 0 | 0 | 0 | 0 | 0 | 0 | 0 | 0 | 0 | 0 | 0 | 0 | 0 | 0 | 0 | 0 | 0 | 0 | 0 | 0 | 0 | 0
VIC1 | PHES | 0 | 0 | 0 | 0 | 0 | 0 | 0 | 0 | 0 | 0 | 0 | 0 | 0 | 0 | 0 | 0 | 0 | 0 | 0 | 0 | 0 | 0 | 0 | 0 | 0
VIC1 | VPP | 0 | 0 | 0 | 0 | 0 | 0 | 0 | 0 | 0 | 0 | 0 | 0 | 0 | 0 | 0 | 0 | 0 | 0 | 0 | 0 | 0 | 0 | 0 | 0 | 0
Total |  | 0 | 0.00010972 | 0.0024077 | 125273.9436 | 2.3317e-05 | 3.2123e-05 | 0 | 0 | 0.0002398 | 0 | 0 | 0 | 0 | 0 | 0 | 0 | 0 | 0 | 0 | 0 | 0 | 0 | 0 | 0 | 0
Region | Technology | 2026-27 | 2027-28 | 2028-29 | 2029-30 | 2030-31 | 2031-32 | 2032-33 | 2033-34 | 2034-35 | 2035-36 | 2036-37 | 2037-38 | 2038-39 | 2039-40 | 2040-41 | 2041-42 | 2042-43 | 2043-44 | 2044-45 | 2045-46 | 2046-47 | 2047-48 | 2048-49 | 2049-50 | 2050-51
SA1 | Black Coal | 0 | 0 | 0 | 0 | 0 | 0 | 0 | 0 | 0 | 0 | 0 | 0 | 0 | 0 | 0 | 0 | 0 | 0 | 0 | 0 | 0 | 0 | 0 | 0 | 0
SA1 | Brown Coal | 0 | 0 | 0 | 0 | 0 | 0 | 0 | 0 | 0 | 0 | 0 | 0 | 0 | 0 | 0 | 0 | 0 | 0 | 0 | 0 | 0 | 0 | 0 | 0 | 0
SA1 | CCGT | 0 | 0 | 0 | 0 | 0 | 0 | 0 | 0 | 0 | 0 | 0 | 0 | 0 | 0 | 0 | 0 | 0 | 0 | 0 | 0 | 0 | 0 | 0 | 0 | 0
SA1 | Gas - Steam | 0 | 0 | 0 | 0 | 0 | 0 | 0 | 0 | 0 | 0 | 0 | 0 | 0 | 0 | 0 | 0 | 0 | 0 | 0 | 0 | 0 | 0 | 0 | 0 | 0
SA1 | OCGT / Diesel | 0 | 0 | 0 | 0 | 0 | 0 | 0 | 0 | 0 | 0 | 0 | 0 | 0 | 0 | 0 | 0 | 0 | 0 | 0 | 0 | 0 | 0 | 0 | 0 | 0
SA1 | Hydro | 0 | 0 | 0 | 0 | 0 | 0 | 0 | 0 | 0 | 0 | 0 | 0 | 0 | 0 | 0 | 0 | 0 | 0 | 0 | 0 | 0 | 0 | 0 | 0 | 0
SA1 | Hydrogen Turbine | 0 | 0 | 0 | 0 | 0 | 0 | 0 | 0 | 0 | 0 | 0 | 0 | 0 | 0 | 0 | 0 | 0 | 0 | 0 | 0 | 0 | 0 | 0 | 0 | 0
SA1 | Wind | 0 | 0 | 0 | 0 | 0 | 0 | 0 | 0 | 0 | 0 | 0 | 0 | 0 | 0 | 0 | 0 | 0 | 0 | 0 | 0 | 0 | 0 | 0 | 0 | 0
SA1 | Solar PV | 0 | 0 | 0 | 0 | 0 | 0 | 0 | 0 | 0 | 0 | 0 | 0 | 0 | 0 | 0 | 0 | 0 | 0 | 0 | 0 | 0 | 0 | 0 | 0 | 0
SA1 | Grid Battery | 0 | 0 | 0 | 0 | 0 | 0 | 0 | 0 | 0 | 0 | 0 | 0 | 0 | 0 | 0 | 0 | 0 | 0 | 0 | 0 | 0 | 0 | 0 | 0 | 0
SA1 | PHES | 0 | 0 | 0 | 0 | 0 | 0 | 0 | 0 | 0 | 0 | 0 | 0 | 0 | 0 | 0 | 0 | 0 | 0 | 0 | 0 | 0 | 0 | 0 | 0 | 0
SA1 | VPP | 0 | 0 | 0 | 0 | 0 | 0 | 0 | 0 | 0 | 0 | 0 | 0 | 0 | 0 | 0 | 0 | 0 | 0 | 0 | 0 | 0 | 0 | 0 | 0 | 0
Total |  | 0 | 0 | 0 | 0 | 0 | 0 | 0 | 0 | 0 | 0 | 0 | 0 | 0 | 0 | 0 | 0 | 0 | 0 | 0 | 0 | 0 | 0 | 0 | 0 | 0
Region | Technology | 2026-27 | 2027-28 | 2028-29 | 2029-30 | 2030-31 | 2031-32 | 2032-33 | 2033-34 | 2034-35 | 2035-36 | 2036-37 | 2037-38 | 2038-39 | 2039-40 | 2040-41 | 2041-42 | 2042-43 | 2043-44 | 2044-45 | 2045-46 | 2046-47 | 2047-48 | 2048-49 | 2049-50 | 2050-51
TAS1 | Black Coal | 0 | 0 | 0 | 0 | 0 | 0 | 0 | 0 | 0 | 0 | 0 | 0 | 0 | 0 | 0 | 0 | 0 | 0 | 0 | 0 | 0 | 0 | 0 | 0 | 0
TAS1 | Brown Coal | 0 | 0 | 0 | 0 | 0 | 0 | 0 | 0 | 0 | 0 | 0 | 0 | 0 | 0 | 0 | 0 | 0 | 0 | 0 | 0 | 0 | 0 | 0 | 0 | 0
TAS1 | CCGT | 0 | 0 | 0 | 0 | 0 | 0 | 0 | 0 | 0 | 0 | 0 | 0 | 0 | 0 | 0 | 0 | 0 | 0 | 0 | 0 | 0 | 0 | 0 | 0 | 0
TAS1 | Gas - Steam | 0 | 0 | 0 | 0 | 0 | 0 | 0 | 0 | 0 | 0 | 0 | 0 | 0 | 0 | 0 | 0 | 0 | 0 | 0 | 0 | 0 | 0 | 0 | 0 | 0
TAS1 | OCGT / Diesel | 0 | 0 | 0 | 0 | 0 | 0 | 0 | 0 | 0 | 0 | 0 | 0 | 0 | 0 | 0 | 0 | 0 | 0 | 0 | 0 | 0 | 0 | 0 | 0 | 0
TAS1 | Hydro | 0 | 0 | 0 | 0 | 0 | 0 | 0 | 0 | 0 | 0 | 0 | 0 | 0 | 0 | 0 | 0 | 0 | 0 | 0 | 0 | 0 | 0 | 0 | 0 | 0
TAS1 | Hydrogen Turbine | 0 | 0 | 0 | 0 | 0 | 0 | 0 | 0 | 0 | 0 | 0 | 0 | 0 | 0 | 0 | 0 | 0 | 0 | 0 | 0 | 0 | 0 | 0 | 0 | 0
TAS1 | Wind | 0 | 0 | 0 | 0 | 0 | 0 | 0 | 0 | 0 | 0 | 0 | 0 | 0 | 0 | 0 | 0 | 0 | 0 | 0 | 0 | 0 | 0 | 0 | 0 | 0
TAS1 | Solar PV | 0 | 0 | 0 | 0 | 0 | 0 | 0 | 0 | 0 | 0 | 0 | 0 | 0 | 0 | 0 | 0 | 0 | 0 | 0 | 0 | 0 | 0 | 0 | 0 | 0
TAS1 | Grid Battery | 0 | 0 | 0 | 0 | 0 | 0 | 0 | 0 | 0 | 0 | 0 | 0 | 0 | 0 | 0 | 0 | 0 | 0 | 0 | 0 | 0 | 0 | 0 | 0 | 0
TAS1 | PHES | 0 | 0 | 0 | 0 | 0 | 0 | 0 | 0 | 0 | 0 | 0 | 0 | 0 | 0 | 0 | 0 | 0 | 0 | 0 | 0 | 0 | 0 | 0 | 0 | 0
TAS1 | VPP | 0 | 0 | 0 | 0 | 0 | 0 | 0 | 0 | 0 | 0 | 0 | 0 | 0 | 0 | 0 | 0 | 0 | 0 | 0 | 0 | 0 | 0 | 0 | 0 | 0
Total |  | 0 | 0 | 0 | 0 | 0 | 0 | 0 | 0 | 0 | 0 | 0 | 0 | 0 | 0 | 0 | 0 | 0 | 0 | 0 | 0 | 0 | 0 | 0 | 0 | 0

## ML1_REZ Tx Cost
REZ transmission expansion cost by region ($000s) - ML1, Progressive Change Scenario
REZ Expansion | Real June 2024 dollars discounted to 1 July 2025. As with the total capital costs, the REZ transmission expansion costs are annualised for modelling purposes. Build costs do not include capital costs of existing, committed and anticipated transmission projects since there will be no difference in these costs between the Base Case and option case.
Explicitly modelled generation
Region | Technology | 2026-27 | 2027-28 | 2028-29 | 2029-30 | 2030-31 | 2031-32 | 2032-33 | 2033-34 | 2034-35 | 2035-36 | 2036-37 | 2037-38 | 2038-39 | 2039-40 | 2040-41 | 2041-42 | 2042-43 | 2043-44 | 2044-45 | 2045-46 | 2046-47 | 2047-48 | 2048-49 | 2049-50 | 2050-51
NSW1 | Transmission | 12.9366 | 4126.9364 | 25498.0857 | 36312.3892 | 33936.8123 | 31800.5944 | 29636.2321 | 27697.4132 | 25885.4328 | 24256.0245 | 22605.1489 | 21126.3074 | 19744.2125 | 18501.3751 | 17242.1635 | 16114.1715 | 15059.9733 | 14111.9943 | 13151.5259 | 12291.1457 | 11487.0521 | 10763.9775 | 10031.3765 | 9375.1182 | 9529.9493
QLD1 | Transmission | 0.0012037 | 0.0012074 | 0.0012047 | 9061.0459 | 8468.2672 | 7935.4072 | 7395.32 | 6911.5141 | 6459.359 | 6052.7624 | 5640.8088 | 5271.784 | 4926.901 | 4616.7678 | 4302.5487 | 4021.0736 | 3758.3217 | 3521.747 | 3282.6104 | 3067.8603 | 2867.1592 | 2693.2862 | 2538.4365 | 2372.7619 | 2266.8596
VIC1 | Transmission | 5.6171e-06 | 6.389e-06 | 7.3406e-06 | 7.8496e-06 | 8.2458e-06 | 8.5421e-06 | 8.7668e-06 | 8.8559e-06 | 8.8165e-06 | 8.9797e-06 | 9.253e-06 | 9.7327e-06 | 1.0059e-05 | 1.0329e-05 | 1473.5415 | 1896.8547 | 3325.643 | 3116.304 | 2904.207 | 2714.2122 | 2536.6469 | 2376.9728 | 2215.195 | 2070.2757 | 1934.8371
SA1 | Transmission | 136.9049 | 128.2872 | 119.556 | 298.363 | 278.8439 | 261.2916 | 243.5079 | 227.5775 | 212.6893 | 199.3011 | 185.7366 | 173.5856 | 162.2296 | 152.0177 | 141.6714 | 132.4041 | 123.7422 | 115.953 | 108.0618 | 100.9924 | 94.3854 | 88.4441 | 82.4247 | 77.0337 | 72.0005
TAS1 | Transmission | 9.9479e-06 | 9.3217e-06 | 8.6872e-06 | 8.1189e-06 | 130.7163 | 143.0858 | 133.3474 | 124.6237 | 116.4707 | 109.1393 | 101.7112 | 95.0572 | 88.8385 | 83.2464 | 77.5806 | 72.5053 | 67.7619 | 63.4965 | 59.1749 | 58.978 | 55.1196 | 51.65 | 48.1347 | 44.9857 | 42.0427
NEM | Total | 149.8427 | 4255.2248 | 25617.6429 | 45671.798 | 42814.6397 | 40140.379 | 37408.4074 | 34961.1285 | 32673.9519 | 30617.2273 | 28533.4055 | 26666.7342 | 24922.1816 | 23353.4071 | 23237.5057 | 22237.0091 | 22335.4422 | 20929.4949 | 19505.58 | 18233.1885 | 17040.3632 | 15974.3306 | 14915.5673 | 13940.1752 | 13845.6892

## ML1_USE+DSP Cost
USE / DSP cost by region ($000s) - ML1, Progressive Change Scenario
USE / DSP | Real June 2024 dollars discounted to 1 July 2025
Explicitly modelled generation
Region | Technology | 2026-27 | 2027-28 | 2028-29 | 2029-30 | 2030-31 | 2031-32 | 2032-33 | 2033-34 | 2034-35 | 2035-36 | 2036-37 | 2037-38 | 2038-39 | 2039-40 | 2040-41 | 2041-42 | 2042-43 | 2043-44 | 2044-45 | 2045-46 | 2046-47 | 2047-48 | 2048-49 | 2049-50 | 2050-51
NSW1 | USE / DSP | 0.0030674 | 6418.6824 | 0.0031433 | 80883.5868 | 0.0031708 | 0.0031928 | 1416.618 | 0.0032132 | 0.0030443 | 0.0029869 | 0.0030326 | 0.003105 | 0.0031504 | 16.1808 | 0.0032449 | 1243.7589 | 2077.7065 | 655.9244 | 115.2217 | 2.7534 | 57.152 | 27.1297 | 2426.8532 | 14.1714 | 47.181
QLD1 | USE / DSP | 0.0026675 | 0.002673 | 1517.3116 | 151416.479 | 0.0027136 | 0.0027207 | 75.8122 | 1289.9836 | 129.6869 | 0.0026087 | 0.0026431 | 7294.2018 | 0.0027406 | 68.372 | 0.002794 | 879.2282 | 523.6095 | 1106.8707 | 574.2848 | 81.2149 | 3109.0774 | 260.0769 | 4750.1506 | 885.2956 | 745.2143
VIC1 | USE / DSP | 0.0044867 | 0.0030278 | 0.0031991 | 12377.1678 | 0.003227 | 0.0032233 | 24738.7452 | 0.0032426 | 0.0030368 | 0.00297 | 0.0030003 | 0.003078 | 0.0030894 | 8.0921 | 0.0031373 | 8298.5469 | 1.3196 | 14358.965 | 2160.4612 | 4.589 | 4360.2745 | 551.3944 | 10572.5354 | 12.2543 | 27.5674
SA1 | USE / DSP | 19646.4197 | 21.1694 | 0.00269 | 74284.7292 | 0.0026865 | 0.002686 | 408.7065 | 0.0027295 | 0.0025301 | 25.9898 | 73.359 | 1106.771 | 190.1464 | 373.3564 | 71.9954 | 444.2053 | 86.0672 | 1265.2199 | 640.2895 | 691.0464 | 438.4521 | 629.239 | 804.5464 | 877.4521 | 548.5042
TAS1 | USE / DSP | 0.0011585 | 0.0011618 | 0.0011589 | 12.3076 | 0.0011611 | 0.0011609 | 4.6808 | 0.0011614 | 0.0011563 | 0.0011595 | 0.0011546 | 0.0011553 | 0.0011547 | 0.0011573 | 0.0011531 | 4.4368 | 0.0011544 | 0.0011571 | 1.1637 | 0.0011532 | 1.0163 | 0.0011565 | 0.0011521 | 0.0011615 | 1.1018
NEM | Total | 19646.4311 | 6439.8587 | 1517.3218 | 318974.2704 | 0.012959 | 0.012984 | 26644.5626 | 1289.9939 | 129.6966 | 25.9996 | 73.3688 | 8400.9802 | 190.1566 | 466.0025 | 72.0057 | 10870.1761 | 2688.704 | 17386.9811 | 3491.4209 | 779.6048 | 7965.9724 | 1467.8411 | 18554.0867 | 1789.1747 | 1369.5687

## ML1_SyncCon Cost
SyncCon cost by region ($000s) - ML1, Progressive Change Scenario
SyncCon | Real June 2024 dollars discounted to 1 July 2025. SyncCon is only explicitly modelled in Tasmania, mainland NEM regions have SyncCon costs built into new entrant costs.
Explicitly modelled generation
Region | Technology | 2026-27 | 2027-28 | 2028-29 | 2029-30 | 2030-31 | 2031-32 | 2032-33 | 2033-34 | 2034-35 | 2035-36 | 2036-37 | 2037-38 | 2038-39 | 2039-40 | 2040-41 | 2041-42 | 2042-43 | 2043-44 | 2044-45 | 2045-46 | 2046-47 | 2047-48 | 2048-49 | 2049-50 | 2050-51
NSW1 | SyncCon | 0 | 0 | 0 | 0 | 0 | 0 | 0 | 0 | 0 | 0 | 0 | 0 | 0 | 0 | 0 | 0 | 0 | 0 | 0 | 0 | 0 | 0 | 0 | 0 | 0
QLD1 | SyncCon | 0 | 0 | 0 | 0 | 0 | 0 | 0 | 0 | 0 | 0 | 0 | 0 | 0 | 0 | 0 | 0 | 0 | 0 | 0 | 0 | 0 | 0 | 0 | 0 | 0
VIC1 | SyncCon | 0 | 0 | 0 | 0 | 0 | 0 | 0 | 0 | 0 | 0 | 0 | 0 | 0 | 0 | 0 | 0 | 0 | 0 | 0 | 0 | 0 | 0 | 0 | 0 | 0
SA1 | SyncCon | 0 | 0 | 0 | 0 | 0 | 0 | 0 | 0 | 0 | 0 | 0 | 0 | 0 | 0 | 0 | 0 | 0 | 0 | 0 | 0 | 0 | 0 | 0 | 0 | 0
TAS1 | SyncCon | 0 | 0 | 0 | 983.7891 | 2111.2447 | 2260.1632 | 1853.2116 | 1788.3037 | 1988.3503 | 2103.7374 | 1922.7681 | 1615.9177 | 1590.7095 | 1485.2572 | 1523.5337 | 1309.4406 | 1175.4024 | 1123.0177 | 1087.5486 | 1016.1763 | 891.5631 | 859.1534 | 763.3666 | 757.1583 | 636.333
NEM | Total | 0 | 0 | 0 | 983.7891 | 2111.2447 | 2260.1632 | 1853.2116 | 1788.3037 | 1988.3503 | 2103.7374 | 1922.7681 | 1615.9177 | 1590.7095 | 1485.2572 | 1523.5337 | 1309.4406 | 1175.4024 | 1123.0177 | 1087.5486 | 1016.1763 | 891.5631 | 859.1534 | 763.3666 | 757.1583 | 636.333

## ML1_Emissions Cost
NEM Emissions cost ($000s) - ML1, Progressive Change Scenario
Emissions | Real June 2024 dollars discounted to 1 July 2025
Emissions from explicitly modelled generation
Region | Technology | 2026-27 | 2027-28 | 2028-29 | 2029-30 | 2030-31 | 2031-32 | 2032-33 | 2033-34 | 2034-35 | 2035-36 | 2036-37 | 2037-38 | 2038-39 | 2039-40 | 2040-41 | 2041-42 | 2042-43 | 2043-44 | 2044-45 | 2045-46 | 2046-47 | 2047-48 | 2048-49 | 2049-50 | 2050-51
NEM | Total | 7472713.4374 | 7119014.4983 | 5567199.9647 | 3246266.7271 | 2223665.9343 | 2269239.99 | 2356178.4522 | 2299613.2462 | 2058692.0119 | 1880467.9806 | 1954109.8001 | 2102962.1633 | 2071026.2818 | 1935316.1791 | 1857541.6634 | 1833961.4544 | 1837681.5195 | 1815226.6514 | 1734440.1685 | 1736904.0117 | 1666446.8719 | 1434260.1232 | 1339655.0676 | 1345522.6417 | 1301440.5914

## ML2_CF
Annual capacity factor by technology - ML2, Progressive Change Scenario
Non-scheduled generation including Distributed PV is not shown.
Region | Technology | 2026-27 | 2027-28 | 2028-29 | 2029-30 | 2030-31 | 2031-32 | 2032-33 | 2033-34 | 2034-35 | 2035-36 | 2036-37 | 2037-38 | 2038-39 | 2039-40 | 2040-41 | 2041-42 | 2042-43 | 2043-44 | 2044-45 | 2045-46 | 2046-47 | 2047-48 | 2048-49 | 2049-50 | 2050-51
NEM | Black Coal | 48.95% | 47.02% | 59.49% | 50.04% | 59.25% | 59.14% | 62.53% | 60.76% | 52.19% | 47.07% | 47.72% | 58.35% | 55.67% | 53.91% | 59.6% | 59.87% | 63.01% | 62.11% | 58.46% | 64.32% | 68.37% | 57.52% | 56.14% | 61.89% | 63.5%
NEM | Brown Coal | 61.96% | 64.11% | 64.97% | 62.08% | 64.38% | 65.47% | 56.17% | 71.28% | 67.08% | 61.43% | 62.57% | 66.15% | 44.6% | 38.16% | 61.01% | 63.97% | 64.12% | 66.86% | 62.39% | 59.54% | 65.73% | - | - | - | -
NEM | CCGT | 7.091% | 4.943% | 15.07% | 26.92% | 21.34% | 21.51% | 21.18% | 26.25% | 12.35% | 7.137% | 10.69% | 15.39% | 19.52% | 23.98% | 27.42% | 30.93% | 39.32% | 38.65% | 29.9% | 35.21% | 54.61% | 54.77% | 52.68% | 52.78% | 62.88%
NEM | Gas - Steam | 1.206% | 0.4609% | 2.926% | 3.613% | 7.608% | 4.923% | 21.05% | 6.178% | 1.525% | 0.9599% | 0.779% | 2.035% | 2.929% | - | - | - | - | - | - | - | - | - | - | - | -
NEM | OCGT / Diesel | 0.4337% | 0.2118% | 0.7511% | 8.952% | 2.391% | 1.656% | 4.501% | 2.294% | 0.6205% | 0.3329% | 0.4661% | 1.845% | 1.912% | 3.714% | 4.511% | 7.067% | 9.29% | 15.43% | 9.455% | 13.83% | 12.35% | 18.24% | 16.44% | 16.96% | 13.27%
NEM | Hydro | 21.22% | 18.53% | 23.66% | 22.03% | 23.72% | 22.53% | 23.16% | 24.75% | 24.09% | 21.73% | 20.74% | 25.7% | 22.94% | 21.17% | 19.96% | 20.75% | 22.76% | 23.26% | 21.44% | 20.64% | 25.46% | 24.01% | 22.05% | 21.59% | 21.77%
NEM | Hydrogen Turbine | bar: 2026-27 to 2050-51
NEM | Wind | 32.13% | 33.5% | 31.35% | 32.05% | 33.02% | 34.48% | 33.28% | 32.6% | 31.51% | 32.34% | 33.03% | 32% | 31.89% | 31.09% | 32.38% | 31.56% | 31.86% | 32.7% | 34.04% | 34.74% | 33.99% | 33.63% | 33.01% | 33.62% | 33.14%
NEM | Solar PV | 20.4% | 20.55% | 19.23% | 21.02% | 24.11% | 24.06% | 24.48% | 23.66% | 20.61% | 20.68% | 21.58% | 19.57% | 20.4% | 20.61% | 21.03% | 22.06% | 22.63% | 23.44% | 23.97% | 24.55% | 21.39% | 22.42% | 22.37% | 22.16% | 23.84%
NEM | Grid Battery | 9.223% | 12.39% | 12.1% | 15.41% | 17.04% | 16.44% | 17.14% | 17.21% | 11.66% | 11.64% | 12.05% | 11.92% | 11.97% | 11.8% | 11.06% | 12.55% | 12.71% | 13.46% | 13.89% | 14.05% | 13.66% | 13.91% | 14.57% | 11.32% | 13.93%
NEM | PHES | 12.64% | 12.87% | 12.24% | 19.33% | 21.58% | 20.38% | 22.93% | 23.49% | 23.71% | 24.53% | 24.88% | 24.72% | 23.93% | 24.74% | 23.12% | 24.48% | 23.6% | 23.12% | 24.65% | 24.17% | 21.11% | 21.35% | 21.26% | 21.6% | 22.13%
NEM | VPP | 8.515% | 9.517% | 10.27% | 8.142% | 10.49% | 12.76% | 15.5% | 16.98% | 17.99% | 18.68% | 19.76% | 20.37% | 20.91% | 21.05% | 20.14% | 20.94% | 20.93% | 20.43% | 20.8% | 20.96% | 20.1% | 20.73% | 20.39% | 19.84% | 18.98%
Region | Technology | 2026-27 | 2027-28 | 2028-29 | 2029-30 | 2030-31 | 2031-32 | 2032-33 | 2033-34 | 2034-35 | 2035-36 | 2036-37 | 2037-38 | 2038-39 | 2039-40 | 2040-41 | 2041-42 | 2042-43 | 2043-44 | 2044-45 | 2045-46 | 2046-47 | 2047-48 | 2048-49 | 2049-50 | 2050-51
NSW1 | Black Coal | 43.65% | 39.01% | 59.1% | 50.24% | 59.52% | 56.33% | 62.33% | 63.37% | 52.3% | 43.86% | 43.72% | 53.13% | 54.79% | 50.98% | - | - | - | - | - | - | - | - | - | - | -
NSW1 | Brown Coal | bar: 2026-27 to 2050-51
NSW1 | CCGT | 1.439% | 2.148% | 11.92% | 33.94% | 28.26% | 26.46% | 28.74% | 33.21% | 11.61% | 3.12% | 6.356% | 14.24% | 16.88% | 27.86% | 30.17% | 35.54% | 47.57% | - | - | - | - | - | - | - | -
NSW1 | Gas - Steam | bar: 2026-27 to 2050-51
NSW1 | OCGT / Diesel | 0.1107% | 0.2286% | 0.4278% | 11.3% | 2.391% | 0.5617% | 4.937% | 1.116% | 0.2656% | 0.1184% | 0.07613% | 1.049% | 0.6505% | 2.333% | 3.129% | 6.269% | 6.8% | 16.64% | 10.26% | 15.28% | 14.23% | 21.37% | 19.9% | 21.79% | 16.05%
NSW1 | Hydro | 15.77% | 13.43% | 20.39% | 15.98% | 13.46% | 13.74% | 12.89% | 15.6% | 15.51% | 15.01% | 13.22% | 18.79% | 15.83% | 14.31% | 14.12% | 13.25% | 14.92% | 16.08% | 15.01% | 12.61% | 17.52% | 14.77% | 13.12% | 13.14% | 12.64%
NSW1 | Hydrogen Turbine | bar: 2026-27 to 2050-51
NSW1 | Wind | 32.81% | 32.15% | 29.78% | 29.47% | 31.76% | 32.86% | 33.05% | 32.63% | 32.32% | 33.97% | 34.53% | 33.13% | 30.36% | 31.91% | 33.14% | 33.5% | 33.28% | 33.73% | 35.45% | 35.31% | 35.16% | 31.88% | 33.34% | 31.6% | 32.75%
NSW1 | Solar PV | 21.39% | 20.65% | 19.61% | 22.73% | 25.6% | 24.89% | 25.65% | 24.93% | 23.41% | 24.65% | 25.77% | 23.13% | 23.84% | 25.22% | 24.86% | 26.15% | 25.87% | 25.78% | 26.83% | 27% | 23.47% | 23.86% | 25.14% | 23.68% | 24.85%
NSW1 | Grid Battery | 13.84% | 21.79% | 21.65% | 22.33% | 24.59% | 23.71% | 24.47% | 24.16% | 23.89% | 24.47% | 25.34% | 25.07% | 25.43% | 25.1% | 24.12% | 24.7% | 24.52% | 23.88% | 24.95% | 24.92% | 22.15% | 23.11% | 22.47% | 14.07% | 14.24%
NSW1 | PHES | 20.53% | 21.45% | 21.93% | 53.3% | 21.55% | 20.64% | 23.33% | 23.77% | 21.88% | 23.73% | 24.48% | 25.11% | 22.68% | 24.31% | 21.48% | 23.83% | 22.34% | 22.16% | 24.83% | 24.42% | 21.2% | 19.78% | 19.88% | 19.82% | 21.22%
NSW1 | VPP | 8.101% | 9.33% | 10.21% | 8.308% | 10.24% | 12.71% | 15.05% | 16.7% | 17.62% | 18.8% | 19.61% | 21.02% | 22.01% | 22.64% | 22.38% | 22.65% | 22.65% | 22.26% | 22.78% | 22.73% | 21.69% | 22.32% | 21.53% | 20.56% | 19.75%
Region | Technology | 2026-27 | 2027-28 | 2028-29 | 2029-30 | 2030-31 | 2031-32 | 2032-33 | 2033-34 | 2034-35 | 2035-36 | 2036-37 | 2037-38 | 2038-39 | 2039-40 | 2040-41 | 2041-42 | 2042-43 | 2043-44 | 2044-45 | 2045-46 | 2046-47 | 2047-48 | 2048-49 | 2049-50 | 2050-51
QLD1 | Black Coal | 54.38% | 55.24% | 59.78% | 49.93% | 59.09% | 60.76% | 62.65% | 59.45% | 52.13% | 48.67% | 49.72% | 60.96% | 56.1% | 55.37% | 59.6% | 59.87% | 63.01% | 62.11% | 58.46% | 64.32% | 68.37% | 57.52% | 56.14% | 61.89% | 63.5%
QLD1 | Brown Coal | bar: 2026-27 to 2050-51
QLD1 | CCGT | 6.51% | 6.927% | 12.95% | 24.7% | 18.26% | 20.45% | 17.35% | 24.26% | 13.16% | 9.323% | 14.71% | 18.44% | 23.83% | 27.05% | 31.62% | 35.06% | 43.58% | 46.17% | 35.72% | 52.48% | 65.65% | 65.84% | 63.33% | 63.45% | 62.88%
QLD1 | Gas - Steam | bar: 2026-27 to 2050-51
QLD1 | OCGT / Diesel | 0.02933% | 0.04955% | 0.2053% | 3.429% | 0.07714% | 0.1392% | 0.4393% | 0.2641% | 0.05493% | 0.1712% | 0.4463% | 1.787% | 1.684% | 4.054% | 5.095% | 6.777% | 14.47% | 18.01% | 12.84% | 18.35% | 14.36% | 18.23% | 10.69% | 6.244% | 0.5393%
QLD1 | Hydro | 51.2% | 48.96% | 51.11% | 50.33% | 51.04% | 51.03% | 47.15% | 51.84% | 48.01% | 47.7% | 49.06% | 16.67% | 15.92% | 15.01% | 15.42% | 16.31% | 0.008097% | 0.004915% | 3.926e-09% | 3.9e-09% | 0.01474% | 3.915e-09% | 0.04386% | 4.489e-09% | 1.062e-08%
QLD1 | Hydrogen Turbine | bar: 2026-27 to 2050-51
QLD1 | Wind | 31.27% | 32.49% | 32.66% | 30.74% | 33.22% | 32.5% | 33.64% | 31.42% | 30.15% | 30.56% | 30.55% | 31.65% | 31.11% | 31.57% | 30.93% | 31.9% | 30.62% | 31.69% | 32.47% | 32.08% | 33.19% | 32.56% | 32.33% | 31.41% | 31.99%
QLD1 | Solar PV | 20.16% | 20.65% | 18.21% | 18.57% | 23.78% | 24.87% | 24.65% | 23.64% | 19% | 18.56% | 19.2% | 17.61% | 18.49% | 18.05% | 19.37% | 20.18% | 21.7% | 23.16% | 23.38% | 23.75% | 20.85% | 22.4% | 21.79% | 22.35% | 24.38%
QLD1 | Grid Battery | 7.181% | 7.449% | 7.682% | 18.73% | 19.28% | 19.04% | 19.75% | 19.61% | 19.46% | 19.69% | 19.74% | 19.52% | 19.81% | 19.62% | 19.37% | 21.85% | 22.6% | 23.4% | 23.83% | 23.64% | 23.31% | 24.23% | 24.24% | 23.83% | 24.45%
QLD1 | PHES | 10.33% | 10.36% | 9.409% | 9.383% | 21.6% | 20.17% | 22.6% | 23.27% | 25.2% | 25.18% | 25.2% | 24.4% | 24.95% | 25.09% | 24.44% | 24.87% | 24.43% | 23.83% | 24.4% | 24% | 20.85% | 22.34% | 22.21% | 23.05% | 22.86%
QLD1 | VPP | 8.746% | 11.3% | 13.89% | 10.86% | 13.86% | 17.17% | 20.08% | 21.15% | 21.41% | 22.26% | 22.69% | 22.83% | 23.04% | 23.03% | 22.91% | 23.12% | 23.09% | 22.87% | 22.72% | 22.49% | 22.06% | 22.14% | 21.76% | 21.38% | 20.35%
Region | Technology | 2026-27 | 2027-28 | 2028-29 | 2029-30 | 2030-31 | 2031-32 | 2032-33 | 2033-34 | 2034-35 | 2035-36 | 2036-37 | 2037-38 | 2038-39 | 2039-40 | 2040-41 | 2041-42 | 2042-43 | 2043-44 | 2044-45 | 2045-46 | 2046-47 | 2047-48 | 2048-49 | 2049-50 | 2050-51
VIC1 | Black Coal | bar: 2026-27 to 2050-51
VIC1 | Brown Coal | 61.96% | 64.11% | 64.97% | 62.08% | 64.38% | 65.47% | 56.17% | 71.28% | 67.08% | 61.43% | 62.57% | 66.15% | 44.6% | 38.16% | 61.01% | 63.97% | 64.12% | 66.86% | 62.39% | 59.54% | 65.73% | - | - | - | -
VIC1 | CCGT | bar: 2026-27 to 2050-51
VIC1 | Gas - Steam | 1.206% | 0.4609% | 2.926% | 3.613% | 7.608% | 4.923% | 21.05% | 6.178% | 1.525% | 0.9599% | 0.779% | 2.035% | 2.929% | - | - | - | - | - | - | - | - | - | - | - | -
VIC1 | OCGT / Diesel | 0.3526% | 0.07052% | 0.5641% | 8.151% | 2.02% | 1.474% | 5.002% | 1.552% | 0.3496% | 0.3158% | 0.2211% | 1.144% | 0.8993% | 2.304% | 1.829% | 4.132% | 2.166% | 7.48% | 4.028% | 6.457% | 6.909% | 8.686% | 15.15% | 14.67% | 14.05%
VIC1 | Hydro | 16.24% | 13.65% | 20.39% | 16.95% | 14.66% | 14.72% | 13.44% | 16.35% | 16.86% | 15.97% | 13.44% | 20.17% | 16.81% | 14.65% | 14.57% | 13.33% | 16.23% | 16.85% | 15.96% | 13.44% | 20.17% | 16.94% | 14.63% | 14.64% | 13.3%
VIC1 | Hydrogen Turbine | bar: 2026-27 to 2050-51
VIC1 | Wind | 30.87% | 32.11% | 30.61% | 33.16% | 32.5% | 35.81% | 32.3% | 32.64% | 31.29% | 31.75% | 32.74% | 30.91% | 32.31% | 30.18% | 32.62% | 29.92% | 31.23% | 32.19% | 33.23% | 34.7% | 32.77% | 34.48% | 32.59% | 35.8% | 33.04%
VIC1 | Solar PV | 18.48% | 19.05% | 19.75% | 20.67% | 21.26% | 20.72% | 21.65% | 20.88% | 19.81% | 19.06% | 20.11% | 18.13% | 18.93% | 18.83% | 18.37% | 19.52% | 19.46% | 20.37% | 21.29% | 22.68% | 19.71% | 21.2% | 20.84% | 20.9% | 22.04%
VIC1 | Grid Battery | 11.43% | 12.51% | 12.07% | 10.18% | 11.42% | 10.92% | 11.6% | 11.98% | 6.313% | 6.019% | 6.42% | 6.357% | 6.25% | 6.135% | 5.395% | 6.02% | 6.029% | 5.884% | 6.04% | 6.294% | 5.777% | 5.15% | 4.103% | 3.343% | 3.412%
VIC1 | PHES | bar: 2026-27 to 2050-51
VIC1 | VPP | 9.616% | 10.62% | 11.41% | 8.163% | 11.37% | 12.66% | 15.97% | 17.88% | 19.61% | 18.99% | 20.88% | 20.84% | 20.89% | 20.47% | 17.59% | 19.39% | 19.27% | 18.31% | 18.84% | 19.49% | 18.16% | 19.45% | 19.56% | 19.24% | 18.25%
Region | Technology | 2026-27 | 2027-28 | 2028-29 | 2029-30 | 2030-31 | 2031-32 | 2032-33 | 2033-34 | 2034-35 | 2035-36 | 2036-37 | 2037-38 | 2038-39 | 2039-40 | 2040-41 | 2041-42 | 2042-43 | 2043-44 | 2044-45 | 2045-46 | 2046-47 | 2047-48 | 2048-49 | 2049-50 | 2050-51
SA1 | Black Coal | bar: 2026-27 to 2050-51
SA1 | Brown Coal | bar: 2026-27 to 2050-51
SA1 | CCGT | 13.99% | 3.658% | 30.03% | 38.37% | 33.26% | 29.04% | 34.8% | 36.82% | 15.4% | 6.681% | 9.25% | - | - | - | - | - | - | - | - | - | - | - | - | - | -
SA1 | Gas - Steam | bar: 2026-27 to 2050-51
SA1 | OCGT / Diesel | 1.656% | 0.5984% | 2.47% | 15.45% | 7.5% | 7.195% | 12.7% | 10.94% | 2.968% | 1.286% | 2.046% | 5.621% | 7.722% | 9.013% | 11.09% | 14.06% | 15.69% | 17.14% | 7.798% | 10.18% | 10.47% | 13.36% | 13.19% | 13.04% | 12.06%
SA1 | Hydro | bar: 2026-27 to 2050-51
SA1 | Hydrogen Turbine | bar: 2026-27 to 2050-51
SA1 | Wind | 31.87% | 35.19% | 32.39% | 33.69% | 34.16% | 36.71% | 32.88% | 33.45% | 31.8% | 36.17% | 36.36% | 34.6% | 35.63% | 36.08% | 38.3% | 35.46% | 35.59% | 33.68% | 36.41% | 35.76% | 33.34% | 32.6% | 32.28% | 33.36% | 31.95%
SA1 | Solar PV | 17.32% | 21.69% | 19.35% | 21.09% | 21.02% | 21.45% | 21.19% | 20.55% | 20.39% | 20.68% | 21.99% | 19.87% | 21.12% | 20.9% | 21.39% | 22.33% | 21.81% | 22.96% | 22.67% | 23.91% | 20.29% | 20.11% | 19.3% | 18.81% | 21.22%
SA1 | Grid Battery | 4.239% | 4.134% | 3.895% | 9.105% | 10.89% | 10.5% | 11.06% | 11.01% | 11% | 11.17% | 11.59% | 11.36% | 11.49% | 11.46% | 10.89% | 14.59% | 14.21% | 20.17% | 20.85% | 21.45% | 20.27% | 19.9% | 20.48% | 18.08% | 20.64%
SA1 | PHES | bar: 2026-27 to 2050-51
SA1 | VPP | 8.46% | 8.295% | 7.948% | 6.191% | 7.774% | 9.42% | 11.66% | 12.26% | 12.51% | 13.53% | 14.24% | 14.59% | 15.21% | 15.36% | 15.37% | 15.98% | 16.16% | 16.08% | 16.46% | 16.66% | 16.66% | 16.71% | 16.48% | 16.14% | 15.74%
Region | Technology | 2026-27 | 2027-28 | 2028-29 | 2029-30 | 2030-31 | 2031-32 | 2032-33 | 2033-34 | 2034-35 | 2035-36 | 2036-37 | 2037-38 | 2038-39 | 2039-40 | 2040-41 | 2041-42 | 2042-43 | 2043-44 | 2044-45 | 2045-46 | 2046-47 | 2047-48 | 2048-49 | 2049-50 | 2050-51
TAS1 | Black Coal | bar: 2026-27 to 2050-51
TAS1 | Brown Coal | bar: 2026-27 to 2050-51
TAS1 | CCGT | 7.497e-08% | 7.532e-08% | 7.556e-08% | 5.852e-08% | 1.936e-07% | 1.996e-07% | 2.351e-07% | 2.441e-07% | 2.66e-07% | 2.664e-07% | 2.771e-07% | 3.233e-07% | 3.323e-07% | 3.792e-07% | 3.964e-07% | 4.703e-07% | 4.879e-07% | 5.91e-07% | 6.493e-07% | 6.523e-07% | 7.262e-07% | 7.293e-07% | 8.906e-07% | 9.044e-07% | -
TAS1 | Gas - Steam | bar: 2026-27 to 2050-51
TAS1 | OCGT / Diesel | 1.688e-07% | 1.749e-07% | 1.922e-07% | 0.004637% | 0.141% | 0.001688% | 0.1237% | 0.1939% | 1.021% | 0.371% | 0.6182% | 1.419% | 2.578% | 3.385% | 3.934% | 6.067% | 5.331% | 5.395% | 1.944% | 2.331% | 2.966% | 6.732% | 9.634% | 11.13% | -
TAS1 | Hydro | 28.69% | 25.56% | 27.84% | 30.23% | 39.15% | 35.51% | 39.33% | 38.63% | 36.63% | 31.23% | 32.14% | 37.14% | 34.95% | 33.21% | 30.06% | 34.05% | 36.65% | 36.46% | 33.06% | 35.11% | 38.54% | 39.68% | 37.62% | 36.32% | 38.39%
TAS1 | Hydrogen Turbine | bar: 2026-27 to 2050-51
TAS1 | Wind | 40.49% | 43.23% | 36.11% | 40.28% | 37.61% | 38.98% | 37.57% | 35.49% | 34.44% | 31.72% | 34.54% | 32.6% | 32.7% | 28.57% | 29.19% | 31.34% | 32.03% | 34.89% | 36.24% | 39.62% | 38.37% | 40.32% | 36.49% | 38.88% | 41.6%
TAS1 | Solar PV | bar: 2026-27 to 2050-51
TAS1 | Grid Battery | 0.0005772% | 0.0006039% | 0.0006034% | 0.0006134% | 0.0005897% | 0.0005821% | 0.0005757% | 0.000598% | 0.0006727% | 0.0007609% | 0.000843% | 0.0009085% | 0.001017% | 0.001197% | 0.00129% | 0.001584% | 0.001533% | 0.001708% | 0.001877% | 0.00188% | 0.001978% | 0.002129% | 0.002273% | 0.002366% | 0.002577%
TAS1 | PHES | - | - | - | - | - | - | - | - | - | - | - | - | - | - | - | 27.53% | 25.7% | 23.62% | 25.39% | 23.92% | 22.55% | 23.37% | 22.43% | 21.57% | 22.1%
TAS1 | VPP | 6.076% | 7.849% | 7.409% | 7.606% | 8.835% | 9.573% | 10.71% | 11.78% | 15.03% | 15.11% | 17.56% | 16.81% | 17.63% | 17.26% | 16.47% | 19.46% | 18.42% | 16.24% | 17.42% | 17.71% | 16.58% | 16.79% | 17.15% | 16.46% | 15.94%
Explicitly modelled pumping
Region | Technology | 2026-27 | 2027-28 | 2028-29 | 2029-30 | 2030-31 | 2031-32 | 2032-33 | 2033-34 | 2034-35 | 2035-36 | 2036-37 | 2037-38 | 2038-39 | 2039-40 | 2040-41 | 2041-42 | 2042-43 | 2043-44 | 2044-45 | 2045-46 | 2046-47 | 2047-48 | 2048-49 | 2049-50 | 2050-51
NEM | Grid Battery Pump | 10.86% | 14.71% | 14.34% | 18.41% | 20.39% | 19.66% | 20.5% | 20.56% | 13.94% | 13.9% | 14.41% | 14.26% | 14.32% | 14.08% | 13.26% | 14.98% | 15.23% | 16.11% | 16.64% | 16.86% | 16.33% | 16.7% | 17.49% | 13.59% | 16.73%
NEM | PHES Pump | 25.4% | 26.24% | 28.03% | 30.13% | 29.79% | 28.32% | 30.9% | 31.75% | 32.06% | 33.06% | 34.93% | 33.17% | 32.57% | 33.42% | 31.42% | 32.99% | 32.41% | 30.68% | 33.36% | 33.11% | 28.27% | 28.19% | 29.1% | 28.97% | 29.6%
NEM | VPP Pump | 9.997% | 11.22% | 12.1% | 9.555% | 12.35% | 15.02% | 18.24% | 19.97% | 21.18% | 21.96% | 23.25% | 23.98% | 24.63% | 24.73% | 23.76% | 24.59% | 24.64% | 24.02% | 24.46% | 24.71% | 23.6% | 24.41% | 23.97% | 23.36% | 22.31%
Region | Technology | 2026-27 | 2027-28 | 2028-29 | 2029-30 | 2030-31 | 2031-32 | 2032-33 | 2033-34 | 2034-35 | 2035-36 | 2036-37 | 2037-38 | 2038-39 | 2039-40 | 2040-41 | 2041-42 | 2042-43 | 2043-44 | 2044-45 | 2045-46 | 2046-47 | 2047-48 | 2048-49 | 2049-50 | 2050-51
NSW1 | Grid Battery Pump | 16.26% | 26.1% | 25.96% | 26.85% | 29.61% | 28.51% | 29.45% | 29.06% | 28.79% | 29.4% | 30.49% | 30.2% | 30.6% | 30.17% | 29.11% | 29.63% | 29.51% | 28.73% | 30.03% | 30.07% | 26.56% | 27.8% | 27.01% | 16.56% | 16.75%
NSW1 | PHES Pump | 32.62% | 34.12% | 38.74% | 42.76% | 29.83% | 28.67% | 30.82% | 31.53% | 29.56% | 31.61% | 35.09% | 32.66% | 31.04% | 32.38% | 29.12% | 31.65% | 31.18% | 28.71% | 33.11% | 33.13% | 27.91% | 25.45% | 27.55% | 26.46% | 28.21%
NSW1 | VPP Pump | 9.51% | 11% | 12.02% | 9.75% | 12.07% | 14.94% | 17.71% | 19.64% | 20.76% | 22.09% | 23.07% | 24.75% | 25.91% | 26.6% | 26.4% | 26.58% | 26.65% | 26.19% | 26.8% | 26.81% | 25.45% | 26.27% | 25.32% | 24.19% | 23.24%
Region | Technology | 2026-27 | 2027-28 | 2028-29 | 2029-30 | 2030-31 | 2031-32 | 2032-33 | 2033-34 | 2034-35 | 2035-36 | 2036-37 | 2037-38 | 2038-39 | 2039-40 | 2040-41 | 2041-42 | 2042-43 | 2043-44 | 2044-45 | 2045-46 | 2046-47 | 2047-48 | 2048-49 | 2049-50 | 2050-51
QLD1 | Grid Battery Pump | 8.458% | 8.796% | 9.093% | 22.5% | 23.17% | 22.95% | 23.67% | 23.57% | 23.4% | 23.69% | 23.7% | 23.52% | 23.77% | 23.56% | 23.31% | 26.3% | 27.2% | 28.16% | 28.68% | 28.48% | 28.07% | 29.16% | 29.2% | 28.72% | 29.42%
QLD1 | PHES Pump | 16.98% | 17.05% | 15.54% | 15.4% | 29.75% | 27.96% | 30.99% | 31.98% | 34.71% | 34.61% | 34.76% | 33.71% | 34.18% | 34.52% | 33.85% | 34.25% | 33.58% | 32.7% | 33.64% | 33.27% | 28.49% | 30.68% | 30.72% | 31.67% | 31.21%
QLD1 | VPP Pump | 10.27% | 13.29% | 16.38% | 12.75% | 16.31% | 20.25% | 23.58% | 24.88% | 25.19% | 26.21% | 26.68% | 26.93% | 27.08% | 27.07% | 26.98% | 27.22% | 27.15% | 26.91% | 26.71% | 26.48% | 25.96% | 26.02% | 25.61% | 25.17% | 23.91%
Region | Technology | 2026-27 | 2027-28 | 2028-29 | 2029-30 | 2030-31 | 2031-32 | 2032-33 | 2033-34 | 2034-35 | 2035-36 | 2036-37 | 2037-38 | 2038-39 | 2039-40 | 2040-41 | 2041-42 | 2042-43 | 2043-44 | 2044-45 | 2045-46 | 2046-47 | 2047-48 | 2048-49 | 2049-50 | 2050-51
VIC1 | Grid Battery Pump | 13.45% | 14.77% | 14.22% | 11.95% | 13.44% | 12.86% | 13.67% | 14.08% | 7.45% | 7.1% | 7.577% | 7.501% | 7.397% | 7.217% | 6.386% | 7.079% | 7.134% | 6.922% | 7.118% | 7.447% | 6.791% | 6.095% | 4.837% | 3.964% | 4.039%
VIC1 | PHES Pump | bar: 2026-27 to 2050-51
VIC1 | VPP Pump | 11.29% | 12.53% | 13.43% | 9.574% | 13.37% | 14.93% | 18.81% | 21.02% | 23.07% | 22.32% | 24.57% | 24.52% | 24.66% | 24.02% | 20.77% | 22.75% | 22.75% | 21.49% | 22.15% | 23% | 21.3% | 22.95% | 22.94% | 22.66% | 21.45%
Region | Technology | 2026-27 | 2027-28 | 2028-29 | 2029-30 | 2030-31 | 2031-32 | 2032-33 | 2033-34 | 2034-35 | 2035-36 | 2036-37 | 2037-38 | 2038-39 | 2039-40 | 2040-41 | 2041-42 | 2042-43 | 2043-44 | 2044-45 | 2045-46 | 2046-47 | 2047-48 | 2048-49 | 2049-50 | 2050-51
SA1 | Grid Battery Pump | 5.023% | 4.923% | 4.628% | 10.93% | 13.09% | 12.59% | 13.29% | 13.2% | 13.21% | 13.42% | 13.92% | 13.65% | 13.83% | 13.74% | 13.12% | 17.52% | 17.1% | 24.29% | 25.1% | 25.89% | 24.33% | 24.04% | 24.59% | 21.8% | 24.85%
SA1 | PHES Pump | bar: 2026-27 to 2050-51
SA1 | VPP Pump | 9.933% | 9.78% | 9.351% | 7.264% | 9.149% | 11.08% | 13.73% | 14.41% | 14.72% | 15.92% | 16.75% | 17.16% | 17.94% | 18.04% | 18.14% | 18.75% | 19.03% | 18.9% | 19.36% | 19.65% | 19.56% | 19.71% | 19.34% | 19% | 18.51%
Region | Technology | 2026-27 | 2027-28 | 2028-29 | 2029-30 | 2030-31 | 2031-32 | 2032-33 | 2033-34 | 2034-35 | 2035-36 | 2036-37 | 2037-38 | 2038-39 | 2039-40 | 2040-41 | 2041-42 | 2042-43 | 2043-44 | 2044-45 | 2045-46 | 2046-47 | 2047-48 | 2048-49 | 2049-50 | 2050-51
TAS1 | Grid Battery Pump | 0.0006861% | 0.0007177% | 0.0007171% | 0.0007289% | 0.0007006% | 0.0006919% | 0.0006843% | 0.0007107% | 0.0007998% | 0.0009038% | 0.001002% | 0.001079% | 0.001209% | 0.001423% | 0.001534% | 0.001882% | 0.001822% | 0.002031% | 0.002229% | 0.002236% | 0.00235% | 0.002531% | 0.002701% | 0.002814% | 0.003062%
TAS1 | PHES Pump | - | - | - | - | - | - | - | - | - | - | - | - | - | - | - | 36.53% | 33.87% | 31.17% | 33.19% | 31.78% | 29.37% | 31.03% | 29.23% | 28.68% | 28.85%
TAS1 | VPP Pump | 7.129% | 9.237% | 8.714% | 8.985% | 10.37% | 11.29% | 12.62% | 13.83% | 17.73% | 17.74% | 20.71% | 19.73% | 20.74% | 20.31% | 19.44% | 22.87% | 21.72% | 19.12% | 20.43% | 20.9% | 19.46% | 19.74% | 20.17% | 19.43% | 18.69%

## ML2_Generation
Annual sent-out generation by technology (GWh) - ML2, Progressive Change Scenario
Non-scheduled generation including Distributed PV is not shown.
Region | Technology | 2026-27 | 2027-28 | 2028-29 | 2029-30 | 2030-31 | 2031-32 | 2032-33 | 2033-34 | 2034-35 | 2035-36 | 2036-37 | 2037-38 | 2038-39 | 2039-40 | 2040-41 | 2041-42 | 2042-43 | 2043-44 | 2044-45 | 2045-46 | 2046-47 | 2047-48 | 2048-49 | 2049-50 | 2050-51
NEM | Black Coal | 70559.5577 | 67784.4398 | 67347.2147 | 18229.6515 | 21581.9231 | 21543.4454 | 22778.9973 | 21028.2854 | 18062.3691 | 16291.6552 | 16516.8485 | 20196.4208 | 19265.7064 | 18657.7852 | 13765.5174 | 13826.8841 | 10445.1272 | 10295.8084 | 9692.0548 | 10663.3095 | 10134.1472 | 8525.0702 | 8320.6163 | 9172.6859 | 9411.4783
NEM | Brown Coal | 26242.3821 | 27155.3836 | 19266.6148 | 4945.3642 | 5128.4903 | 5214.818 | 4474.7164 | 5677.6654 | 5343.0491 | 4893.5016 | 4984.0574 | 5269.411 | 3552.4495 | 3039.6786 | 4859.948 | 5095.3404 | 5107.3419 | 5326.2547 | 4969.9775 | 4742.9814 | 5235.6474 | 0 | 0 | 0 | 0
NEM | CCGT | 1835.3798 | 1279.5883 | 3663.5525 | 6544.2 | 5186.3523 | 5228.2914 | 5149.2646 | 6381.9038 | 3002.7211 | 1734.8611 | 2236.9799 | 2508.3998 | 3182.806 | 3606.3517 | 4122.7622 | 4651.0668 | 5912.8717 | 4322.0006 | 3343.4505 | 1949.1015 | 5917.1597 | 5934.6707 | 5708.63 | 5719.6796 | 4676.7439
NEM | Gas - Steam | 52.8416 | 20.1859 | 128.1574 | 158.2601 | 333.2271 | 215.6326 | 922.021 | 270.5779 | 66.8139 | 42.0436 | 34.12 | 89.1211 | 128.2934 | 0 | 0 | 0 | 0 | 0 | 0 | 0 | 0 | 0 | 0 | 0 | 0
NEM | OCGT / Diesel | 331.8748 | 162.0543 | 565.8075 | 6744.0716 | 1749.453 | 1212.0718 | 3184.752 | 1504.087 | 400.3844 | 212.4849 | 297.5211 | 1177.6564 | 1220.3135 | 2227.2653 | 2658.2595 | 4163.9144 | 5397.211 | 9680.4539 | 6035.3603 | 8825.414 | 7124.1642 | 9585.7211 | 12342.1621 | 11965.4167 | 10416.2326
NEM | Hydro | 14320.7422 | 12505.3925 | 15969.1327 | 14870.1195 | 16011.2072 | 15209.9773 | 15633.4133 | 16707.7574 | 16258.8666 | 14665.195 | 14000.2979 | 17350.043 | 15486.8487 | 14287.2954 | 13475.3531 | 14007.4694 | 15364.3627 | 15699.9959 | 14468.4535 | 13928.3877 | 17184.4966 | 16204.1799 | 14881.1088 | 14573.6646 | 14694.7733
NEM | Hydrogen Turbine | 0 | 0 | 0 | 0 | 0 | 0 | 0 | 0 | 0 | 0 | 0 | 0 | 0 | 0 | 0 | 0 | 0 | 0 | 0 | 0 | 0 | 0 | 0 | 0 | 0
NEM | Wind | 42935.756 | 46921.9156 | 51278.2351 | 82726.6963 | 85233.863 | 89087.1115 | 86356.941 | 85522.2888 | 89827.8198 | 91763.9315 | 93433.9965 | 93486.1927 | 94111.2603 | 93938.1083 | 95869.5098 | 92950.9469 | 94509.1263 | 93306.8187 | 99309.8518 | 98779.9821 | 105173.0563 | 105112.4907 | 101585.7677 | 105094.2494 | 109128.1686
NEM | Solar PV | 24805.2382 | 27196.9324 | 25449.4034 | 32659.6322 | 37452.9968 | 37362.192 | 38010.7464 | 39487.9503 | 47877.3692 | 48039.0165 | 49915.6572 | 45172.04 | 47076.4736 | 47569.9054 | 48551.7804 | 50799.458 | 51504.9601 | 55291.9008 | 57260.3768 | 58386.8046 | 49643.6571 | 53847.5582 | 57941.8652 | 54793.597 | 57235.2049
NEM | Grid Battery | 1577.2118 | 3171.2893 | 3786.6645 | 8435.422 | 9281.3881 | 8957.5251 | 9338.5175 | 9289.4578 | 10031.5586 | 10013.1402 | 10319.4518 | 10205.7863 | 10243.3646 | 10103.4929 | 9464.7816 | 10947.6145 | 11274.3213 | 12319.1717 | 12716.2959 | 12842.9896 | 12932.4803 | 11996.3816 | 12446.6846 | 6993.022 | 10650.7224
NEM | PHES | 1173.4021 | 1194.7685 | 1136.9009 | 1794.6724 | 9636.6256 | 9100.7198 | 10239.9267 | 10491.0545 | 10589.5277 | 10954.2886 | 11111.3437 | 11039.6372 | 10686.9558 | 11049.7928 | 10323.3261 | 11187.7002 | 11046.624 | 11074.4302 | 11807.0476 | 11577.1035 | 10111.1008 | 10274.1685 | 10229.0561 | 10423.9996 | 10909.2738
NEM | VPP | 204.7005 | 228.7976 | 246.9993 | 237.4692 | 352.523 | 479.4685 | 656.429 | 854.3248 | 1077.9144 | 1329.2807 | 1660.063 | 1988.7285 | 2359.3381 | 2750.5144 | 3042.9718 | 3639.5536 | 4151.7885 | 4626.0679 | 5337.853 | 6057.3121 | 6500.8178 | 7490.7655 | 8188.7826 | 8829.6822 | 9318.008
NEM | USE / DSP | 0.10967 | 0.78671 | 0.40718 | 864.6478 | 5.2743e-06 | 5.6692e-06 | 7.3133 | 0.66675 | 0.099374 | 0.17763 | 0.20901 | 3.5242 | 1.5555 | 2.7541 | 0.6826 | 8.1088 | 2.6815 | 22.7955 | 19.0902 | 13.8622 | 16.4718 | 12.0723 | 44.2093 | 33.9934 | 23.9854
Total |  | 184039.1965 | 187621.5344 | 188839.09 | 178210.2068 | 191948.0496 | 193611.2534 | 196753.0385 | 197216.0199 | 202538.4932 | 199939.5765 | 204510.546 | 208486.961 | 207315.3652 | 207232.9441 | 206134.8925 | 211278.057 | 214716.4163 | 221965.6985 | 224959.8119 | 227767.2481 | 229973.1993 | 228983.0786 | 231688.8827 | 227599.9905 | 236464.5913
Region | Technology | 2026-27 | 2027-28 | 2028-29 | 2029-30 | 2030-31 | 2031-32 | 2032-33 | 2033-34 | 2034-35 | 2035-36 | 2036-37 | 2037-38 | 2038-39 | 2039-40 | 2040-41 | 2041-42 | 2042-43 | 2043-44 | 2044-45 | 2045-46 | 2046-47 | 2047-48 | 2048-49 | 2049-50 | 2050-51
NSW1 | Black Coal | 31849.4038 | 28465.7551 | 28217.3426 | 6697.6543 | 7934.9881 | 7509.8445 | 8310.1749 | 7297.0791 | 6022.409 | 5050.8418 | 5034.0148 | 6117.4173 | 6308.3332 | 5870.592 | 0 | 0 | 0 | 0 | 0 | 0 | 0 | 0 | 0 | 0 | 0
NSW1 | Brown Coal | 0 | 0 | 0 | 0 | 0 | 0 | 0 | 0 | 0 | 0 | 0 | 0 | 0 | 0 | 0 | 0 | 0 | 0 | 0 | 0 | 0 | 0 | 0 | 0 | 0
NSW1 | CCGT | 55.4724 | 82.8066 | 459.2761 | 1308.2338 | 1089.4447 | 1019.901 | 1107.762 | 1280.0717 | 447.599 | 120.2752 | 244.984 | 548.9168 | 650.7208 | 1074.0034 | 1162.8363 | 1369.8143 | 1833.5529 | 5.6948e-05 | 5.2903e-05 | 5.5969e-05 | 6.6957e-05 | 6.7765e-05 | 6.5416e-05 | 6.637e-05 | 7.1832e-05
NSW1 | Gas - Steam | 0 | 0 | 0 | 0 | 0 | 0 | 0 | 0 | 0 | 0 | 0 | 0 | 0 | 0 | 0 | 0 | 0 | 0 | 0 | 0 | 0 | 0 | 0 | 0 | 0
NSW1 | OCGT / Diesel | 25.5936 | 52.839 | 98.8903 | 2612.4515 | 552.6772 | 129.8555 | 1141.4314 | 257.8887 | 61.405 | 27.368 | 17.6006 | 242.5191 | 150.3774 | 539.3656 | 723.3218 | 1449.34 | 1572.0834 | 4618.1418 | 3026.885 | 4507.5794 | 4197.8061 | 6305.7849 | 7866.917 | 8616.0253 | 6720.8699
NSW1 | Hydro | 3487.3387 | 2971.3053 | 4510.5984 | 3534.5799 | 2977.2302 | 3039.5384 | 2851.741 | 3449.8015 | 3430.7028 | 3319.9397 | 2923.4067 | 4155.768 | 3501.9415 | 3164.6276 | 3123.1022 | 2930.2621 | 3299.4251 | 3556.4171 | 3319.3101 | 2789.7467 | 3876.2597 | 3267.9816 | 2901.2557 | 2905.4466 | 2794.9847
NSW1 | Hydrogen Turbine | 0 | 0 | 0 | 0 | 0 | 0 | 0 | 0 | 0 | 0 | 0 | 0 | 0 | 0 | 0 | 0 | 0 | 0 | 0 | 0 | 0 | 0 | 0 | 0 | 0
NSW1 | Wind | 10779.3679 | 11834.443 | 15145.2856 | 18981.205 | 20458.5111 | 21167.8046 | 21290.5523 | 21016.8868 | 20815.9809 | 21880.2885 | 22101.0401 | 21203.6529 | 18897.256 | 19858.9884 | 19577.8659 | 19241.0605 | 19118.6385 | 17707.7787 | 23683.473 | 23869.4748 | 29125.0507 | 26602.1889 | 26659.3476 | 24957.601 | 29464.0358
NSW1 | Solar PV | 13583.7248 | 15321.1591 | 14550.4661 | 16868.709 | 18997.2742 | 18472.6522 | 19035.8879 | 18500.4314 | 17373.412 | 18294.0757 | 19122.5292 | 17163.8979 | 17693.9807 | 18714.9228 | 18449.3946 | 19402.0492 | 18848.9384 | 18285.4738 | 19027.4153 | 19063.3686 | 16598.7571 | 17985.5021 | 18838.4213 | 16510.4681 | 16098.3236
NSW1 | Grid Battery | 317.7076 | 1120.2783 | 1113.2199 | 4424.4942 | 4871.9085 | 4698.8323 | 4849.3553 | 4787.68 | 4734.349 | 4848.3944 | 4909.848 | 4858.5009 | 4927.3004 | 4862.7935 | 4672.9643 | 4785.7957 | 4751.2794 | 4628.0746 | 4835.103 | 4828.0548 | 4292.2574 | 3819.5641 | 3713.6643 | 261.376 | 264.3977
NSW1 | PHES | 431.6161 | 450.8758 | 461.0341 | 1120.6617 | 4304.0597 | 4122.814 | 4660.5892 | 4746.9978 | 4369.6711 | 4738.9422 | 4890.3002 | 5015.6867 | 4528.8516 | 4856.3596 | 4289.9065 | 4760.4207 | 4461.5562 | 4425.452 | 4960.1493 | 4877.8458 | 4233.6616 | 3951.1612 | 3970.0888 | 3959.1941 | 4239.0186
NSW1 | VPP | 79.2195 | 91.2389 | 99.8762 | 96.5425 | 134.205 | 182.6607 | 239.0952 | 308.41 | 380.5787 | 474.4552 | 576.7511 | 704.2217 | 839.3857 | 990.3869 | 1131.6276 | 1316.8685 | 1504.7368 | 1684.242 | 1951.6107 | 2190.4038 | 2338.0246 | 2685.8012 | 2877.3771 | 3041.8105 | 3223.6011
NSW1 | USE / DSP | 8.5348e-07 | 0.70271 | 1.0359e-06 | 133.301 | 1.2108e-06 | 1.316e-06 | 0.31897 | 0.0020016 | 1.4412e-06 | 1.4696e-06 | 1.6291e-06 | 1.8348e-06 | 2.0261e-06 | 0.0040022 | 2.5071e-06 | 0.67995 | 0.82613 | 0.31216 | 0.917 | 0.036005 | 0.531 | 0.23313 | 2.107 | 0.25101 | 0.55801
Total |  | 60609.4444 | 60391.4038 | 64655.9895 | 55777.8328 | 61320.2987 | 60343.9034 | 63486.9084 | 61645.2489 | 57636.1075 | 58754.5807 | 59820.4746 | 60010.5812 | 57498.1471 | 59932.0438 | 53131.0192 | 55256.2911 | 55391.0369 | 54905.8921 | 60804.8635 | 62126.51 | 64662.3482 | 64618.2172 | 66829.1788 | 60252.1726 | 62805.7894
Region | Technology | 2026-27 | 2027-28 | 2028-29 | 2029-30 | 2030-31 | 2031-32 | 2032-33 | 2033-34 | 2034-35 | 2035-36 | 2036-37 | 2037-38 | 2038-39 | 2039-40 | 2040-41 | 2041-42 | 2042-43 | 2043-44 | 2044-45 | 2045-46 | 2046-47 | 2047-48 | 2048-49 | 2049-50 | 2050-51
QLD1 | Black Coal | 38710.1539 | 39318.6847 | 39129.8721 | 11531.9971 | 13646.935 | 14033.6008 | 14468.8223 | 13731.2063 | 12039.9601 | 11240.8134 | 11482.8337 | 14079.0035 | 12957.3732 | 12787.1932 | 13765.5174 | 13826.8841 | 10445.1272 | 10295.8084 | 9692.0548 | 10663.3095 | 10134.1472 | 8525.0702 | 8320.6163 | 9172.6859 | 9411.4783
QLD1 | Brown Coal | 0 | 0 | 0 | 0 | 0 | 0 | 0 | 0 | 0 | 0 | 0 | 0 | 0 | 0 | 0 | 0 | 0 | 0 | 0 | 0 | 0 | 0 | 0 | 0 | 0
QLD1 | CCGT | 911.2162 | 969.5619 | 1812.5473 | 3457.8829 | 2555.4761 | 2862.824 | 2428.8957 | 3395.4218 | 1841.5497 | 1304.9916 | 1563.3291 | 1959.483 | 2532.0851 | 2532.3483 | 2959.9259 | 3281.2524 | 4079.3187 | 4322.0004 | 3343.4503 | 1949.1012 | 5917.1595 | 5934.6704 | 5708.6298 | 5719.6793 | 4676.7437
QLD1 | Gas - Steam | 0 | 0 | 0 | 0 | 0 | 0 | 0 | 0 | 0 | 0 | 0 | 0 | 0 | 0 | 0 | 0 | 0 | 0 | 0 | 0 | 0 | 0 | 0 | 0 | 0
QLD1 | OCGT / Diesel | 6.0496 | 10.2206 | 42.3485 | 707.2683 | 15.9095 | 28.7101 | 90.6139 | 44.6788 | 8.7283 | 27.2008 | 70.9161 | 284.0157 | 267.5436 | 644.232 | 809.6026 | 1076.8736 | 2299.5054 | 2862.0256 | 2040.2264 | 2915.2035 | 1590.8313 | 2020.0699 | 1881.8706 | 815.6665 | 54.1061
QLD1 | Hydro | 683.555 | 653.6399 | 682.336 | 671.9335 | 681.3519 | 681.2039 | 629.4764 | 692.071 | 640.925 | 636.7804 | 654.9402 | 222.4912 | 212.5749 | 200.4054 | 205.9049 | 217.7819 | 0.10809 | 0.065611 | 5.2416e-08 | 5.2067e-08 | 0.19683 | 5.2264e-08 | 0.58556 | 5.9931e-08 | 1.4182e-07
QLD1 | Hydrogen Turbine | 0 | 0 | 0 | 0 | 0 | 0 | 0 | 0 | 0 | 0 | 0 | 0 | 0 | 0 | 0 | 0 | 0 | 0 | 0 | 0 | 0 | 0 | 0 | 0 | 0
QLD1 | Wind | 7188.5733 | 7468.9113 | 8352.9003 | 21765.6312 | 23526.5364 | 23013.7182 | 23821.1271 | 22248.995 | 21348.0328 | 21639.6636 | 21631.1375 | 22408.2521 | 22026.0455 | 22358.3534 | 21899.9849 | 22585.7701 | 21684.8647 | 21939.1151 | 21188.5369 | 20936.2894 | 22975.4898 | 22544.3396 | 21962.4463 | 24640.4615 | 27900.7669
QLD1 | Solar PV | 7087.3177 | 7259.4876 | 6402.4642 | 9033.2475 | 11566.5251 | 12097.2696 | 11989.6751 | 14241.1742 | 20313.6307 | 19841.1874 | 20326.505 | 18569.3795 | 19492.9787 | 19025.8189 | 20422.883 | 21278.7031 | 22606.8896 | 23786.1744 | 23722.1795 | 24029.9189 | 19877.7643 | 22275.659 | 26025.3525 | 26181.0196 | 28216.1997
QLD1 | Grid Battery | 162.2907 | 168.3432 | 173.6089 | 1163.8145 | 1197.7534 | 1183.1659 | 1227.1225 | 1218.5561 | 1209.3082 | 1223.4415 | 1226.3753 | 1212.6732 | 1230.6232 | 1218.9122 | 1203.2385 | 1895.4202 | 2283.6433 | 3079.6911 | 3136.1501 | 3111.4657 | 4179.8779 | 4346.061 | 5640.8118 | 4602.5927 | 6974.2495
QLD1 | PHES | 741.786 | 743.8926 | 675.8667 | 674.0106 | 5332.5658 | 4977.9057 | 5579.3374 | 5744.0565 | 6219.8564 | 6215.3463 | 6221.0434 | 6023.9503 | 6158.104 | 6193.433 | 6033.4194 | 6138.303 | 6031.5364 | 5883.2159 | 6023.6668 | 5923.7231 | 5146.5368 | 5513.6062 | 5481.9601 | 5690.0761 | 5644.3164
QLD1 | VPP | 29.9728 | 38.7073 | 47.6137 | 49.3297 | 78.0407 | 114.6038 | 159.8515 | 208.7627 | 262.9763 | 334.8038 | 414.0073 | 498.8291 | 596.8781 | 703.689 | 817.2846 | 955.1357 | 1096.4195 | 1247.174 | 1415.0011 | 1585.3817 | 1748.0011 | 1967.9423 | 2158.18 | 2359.7761 | 2486.6818
QLD1 | USE / DSP | 8.3414e-07 | 8.9361e-07 | 0.40718 | 430.794 | 1.1373e-06 | 1.2196e-06 | 0.304 | 0.66474 | 0.099369 | 1.4598e-06 | 1.6069e-06 | 0.735 | 1.9732e-06 | 2.1648e-06 | 2.3684e-06 | 1.404 | 0.91976 | 1.696 | 5.4333 | 3.4017 | 6.009 | 3.2722 | 22.3496 | 17.255 | 13.5741
Total |  | 55520.9152 | 56631.4491 | 57319.9648 | 49485.9094 | 58601.0938 | 58993.0021 | 60395.226 | 61525.5871 | 63885.0668 | 62464.2288 | 63591.0876 | 65258.8126 | 65474.2064 | 65664.3854 | 68117.7612 | 71257.5282 | 70528.3327 | 73416.9665 | 70566.6992 | 71117.7946 | 71576.0138 | 73130.6909 | 77202.8026 | 79199.2127 | 85378.1165
Region | Technology | 2026-27 | 2027-28 | 2028-29 | 2029-30 | 2030-31 | 2031-32 | 2032-33 | 2033-34 | 2034-35 | 2035-36 | 2036-37 | 2037-38 | 2038-39 | 2039-40 | 2040-41 | 2041-42 | 2042-43 | 2043-44 | 2044-45 | 2045-46 | 2046-47 | 2047-48 | 2048-49 | 2049-50 | 2050-51
VIC1 | Black Coal | 0 | 0 | 0 | 0 | 0 | 0 | 0 | 0 | 0 | 0 | 0 | 0 | 0 | 0 | 0 | 0 | 0 | 0 | 0 | 0 | 0 | 0 | 0 | 0 | 0
VIC1 | Brown Coal | 26242.3821 | 27155.3836 | 19266.6148 | 4945.3642 | 5128.4903 | 5214.818 | 4474.7164 | 5677.6654 | 5343.0491 | 4893.5016 | 4984.0574 | 5269.411 | 3552.4495 | 3039.6786 | 4859.948 | 5095.3404 | 5107.3419 | 5326.2547 | 4969.9775 | 4742.9814 | 5235.6474 | 0 | 0 | 0 | 0
VIC1 | CCGT | 0 | 0 | 0 | 0 | 0 | 0 | 0 | 0 | 0 | 0 | 0 | 0 | 0 | 0 | 0 | 0 | 0 | 0 | 0 | 0 | 0 | 0 | 0 | 0 | 0
VIC1 | Gas - Steam | 52.8416 | 20.1859 | 128.1574 | 158.2601 | 333.2271 | 215.6326 | 922.021 | 270.5779 | 66.8139 | 42.0436 | 34.12 | 89.1211 | 128.2934 | 0 | 0 | 0 | 0 | 0 | 0 | 0 | 0 | 0 | 0 | 0 | 0
VIC1 | OCGT / Diesel | 58.6929 | 11.7372 | 93.8823 | 1356.7006 | 336.2494 | 245.3774 | 832.4855 | 235.1378 | 52.9869 | 47.86 | 33.5038 | 173.4146 | 136.2925 | 260.3691 | 206.6858 | 466.9647 | 226.9654 | 783.633 | 469.7285 | 753.0284 | 805.7655 | 568.6448 | 1895.958 | 1835.9999 | 3048.4285
VIC1 | Hydro | 3241.9561 | 2725.0354 | 4071.2679 | 3384.1187 | 2926.0474 | 2938.1448 | 2682.4997 | 3263.6667 | 3366.4344 | 3187.7756 | 2683.0736 | 4027.4764 | 3356.6155 | 2925.1007 | 2908.5397 | 2660.5813 | 3240.3313 | 3364.2261 | 3187.0169 | 2683.168 | 4026.8012 | 3381.1612 | 2920.1189 | 2921.8802 | 2654.6508
VIC1 | Hydrogen Turbine | 0 | 0 | 0 | 0 | 0 | 0 | 0 | 0 | 0 | 0 | 0 | 0 | 0 | 0 | 0 | 0 | 0 | 0 | 0 | 0 | 0 | 0 | 0 | 0 | 0
VIC1 | Wind | 14250.5927 | 14823.5563 | 15469.1379 | 26020.7418 | 25355.377 | 27939.6271 | 25202.5911 | 26443.9857 | 32136.7403 | 32605.72 | 33627.2091 | 34276.8855 | 37467.25 | 37637.3823 | 39864.6057 | 36566.2907 | 38028.5966 | 38278.0133 | 38377.1407 | 37451.1482 | 35368.9095 | 35924.6721 | 33955.0374 | 35231.0449 | 32350.3759
VIC1 | Solar PV | 2530.9559 | 2608.7667 | 2705.4308 | 4805.8555 | 4943.5816 | 4818.1519 | 5035.1064 | 4854.8469 | 8314.1573 | 8000.9546 | 8442.8143 | 7610.1592 | 7946.2585 | 7905.5379 | 7711.286 | 8193.598 | 8169.1927 | 8552.1176 | 8732.1773 | 9238.7871 | 8028.3291 | 8634.0583 | 8200.0609 | 7497.013 | 7727.0102
VIC1 | Grid Battery | 899.6139 | 1689.9917 | 2318.2769 | 2220.3915 | 2490.5801 | 2380.5476 | 2529.9807 | 2554.5047 | 3383.8996 | 3226.2464 | 3441.3395 | 3407.2509 | 3349.779 | 3288.153 | 2891.4587 | 3068.4938 | 3073.1132 | 2999.0767 | 3078.5639 | 3208.281 | 2858.3292 | 2257.3676 | 1564.7566 | 1182.134 | 1206.5129
VIC1 | PHES | 0 | 0 | 1.1599e-05 | 3.1862e-05 | 3.9136e-05 | 3.9531e-05 | 3.8745e-05 | 3.9317e-05 | 4.18e-05 | 4.3514e-05 | 4.2925e-05 | 4.2187e-05 | 4.2581e-05 | 4.3604e-05 | 4.3519e-05 | 4.5634e-05 | 4.492e-05 | 5.4703e-05 | 5.9709e-05 | 5.8853e-05 | 6.1276e-05 | 6.1653e-05 | 6.9872e-05 | 6.9707e-05 | 8.4234e-05
VIC1 | VPP | 37.619 | 41.5585 | 44.6434 | 43.5678 | 76.5599 | 103.3852 | 157.3928 | 217.4988 | 293.0885 | 348.1052 | 463.235 | 550.7654 | 649.9963 | 749.3021 | 753.2563 | 966.5519 | 1105.6413 | 1208.2736 | 1417.2806 | 1661.7371 | 1740.1866 | 2092.3734 | 2346.0852 | 2566.443 | 2693.9262
VIC1 | USE / DSP | 8.1934e-07 | 8.8377e-07 | 1.0808e-06 | 35.6985 | 1.2792e-06 | 1.3663e-06 | 5.6784 | 1.6299e-06 | 1.4305e-06 | 1.4512e-06 | 1.5869e-06 | 1.7927e-06 | 1.9292e-06 | 0.0050021 | 2.3117e-06 | 2.9337 | 2.8886e-06 | 7.0328 | 6.081 | 0.063004 | 5.2228 | 0.296 | 7.498 | 0.306 | 0.35901
Total |  | 47314.6543 | 49076.2154 | 44097.4113 | 42970.6989 | 41590.1128 | 43855.6846 | 41842.4721 | 43517.884 | 52957.1702 | 52352.207 | 53709.3527 | 55404.4841 | 56586.9349 | 55805.5289 | 59195.7803 | 57020.7546 | 58951.1824 | 60518.6277 | 60237.9665 | 59739.1943 | 58069.1914 | 52858.5735 | 50889.515 | 51234.8211 | 49681.2636
Region | Technology | 2026-27 | 2027-28 | 2028-29 | 2029-30 | 2030-31 | 2031-32 | 2032-33 | 2033-34 | 2034-35 | 2035-36 | 2036-37 | 2037-38 | 2038-39 | 2039-40 | 2040-41 | 2041-42 | 2042-43 | 2043-44 | 2044-45 | 2045-46 | 2046-47 | 2047-48 | 2048-49 | 2049-50 | 2050-51
SA1 | Black Coal | 0 | 0 | 0 | 0 | 0 | 0 | 0 | 0 | 0 | 0 | 0 | 0 | 0 | 0 | 0 | 0 | 0 | 0 | 0 | 0 | 0 | 0 | 0 | 0 | 0
SA1 | Brown Coal | 0 | 0 | 0 | 0 | 0 | 0 | 0 | 0 | 0 | 0 | 0 | 0 | 0 | 0 | 0 | 0 | 0 | 0 | 0 | 0 | 0 | 0 | 0 | 0 | 0
SA1 | CCGT | 868.6913 | 227.2198 | 1391.7291 | 1778.0833 | 1541.4315 | 1345.5664 | 1612.6069 | 1706.4103 | 713.5724 | 309.5943 | 428.6667 | 1.3471e-05 | 1.3831e-05 | 1.4157e-05 | 1.5472e-05 | 3.454e-05 | 3.5444e-05 | 0.00014665 | 0.00013467 | 0.00014118 | 0.00014245 | 0.00014385 | 0.00013994 | 0.00013988 | 0.00013965
SA1 | Gas - Steam | 0 | 0 | 0 | 0 | 0 | 0 | 0 | 0 | 0 | 0 | 0 | 0 | 0 | 0 | 0 | 0 | 0 | 0 | 0 | 0 | 0 | 0 | 0 | 0 | 0
SA1 | OCGT / Diesel | 241.5387 | 87.2575 | 330.6864 | 2067.5788 | 842.4177 | 808.1024 | 1118.2925 | 963.3581 | 261.3497 | 104.2717 | 165.861 | 455.5826 | 625.8945 | 730.5219 | 898.6604 | 1139.9095 | 1271.5713 | 1389.2426 | 488.641 | 637.7571 | 514.6899 | 657.0153 | 648.4696 | 641.1635 | 592.828
SA1 | Hydro | 0 | 0 | 0 | 0 | 0 | 0 | 0 | 0 | 0 | 0 | 0 | 0 | 0 | 0 | 0 | 0 | 0 | 0 | 0 | 0 | 0 | 0 | 0 | 0 | 0
SA1 | Hydrogen Turbine | 0 | 0 | 0 | 0 | 0 | 0 | 0 | 0 | 0 | 0 | 0 | 0 | 0 | 0 | 0 | 0 | 0 | 0 | 0 | 0 | 0 | 0 | 0 | 0 | 0
SA1 | Wind | 7713.651 | 8515.2928 | 7839.8248 | 9925.3592 | 9864.8436 | 10309.1531 | 9233.8878 | 9008.0653 | 8563.3966 | 8891.3075 | 8349.3113 | 7946.826 | 7686.817 | 6750.7602 | 7035.1266 | 6514.138 | 7457.7542 | 6426.5742 | 7217.1256 | 6856.0002 | 8341.5972 | 10202.8147 | 10104.5918 | 10777.2914 | 10383.1003
SA1 | Solar PV | 1603.2398 | 2007.519 | 1791.0423 | 1951.8202 | 1945.6159 | 1974.1183 | 1950.0769 | 1891.4978 | 1876.1691 | 1902.7988 | 2023.8087 | 1828.6034 | 1943.2557 | 1923.6258 | 1968.2168 | 1925.1076 | 1879.9393 | 4668.1351 | 5778.6046 | 6054.73 | 5138.8066 | 4952.3388 | 4878.0304 | 4605.0963 | 5193.6713
SA1 | Grid Battery | 197.5994 | 192.676 | 181.5587 | 626.7217 | 721.146 | 694.9791 | 732.059 | 728.7169 | 704.0017 | 715.0578 | 741.8889 | 727.3611 | 735.6619 | 733.634 | 697.1199 | 1197.9045 | 1166.2852 | 1612.329 | 1666.4785 | 1695.1878 | 1602.0155 | 1573.3885 | 1527.4515 | 946.9189 | 2205.5618
SA1 | PHES | 0 | 0 | 5.0241e-06 | 8.2556e-06 | 1.078e-05 | 1.0912e-05 | 1.0762e-05 | 1.0777e-05 | 1.1353e-05 | 1.1721e-05 | 1.2468e-05 | 1.3438e-05 | 1.3411e-05 | 1.3619e-05 | 1.4243e-05 | 1.6857e-05 | 1.6796e-05 | 2.0465e-05 | 2.3154e-05 | 2.3196e-05 | 2.467e-05 | 2.5386e-05 | 2.8978e-05 | 2.9298e-05 | 3.3733e-05
SA1 | VPP | 56.1752 | 55.079 | 52.7762 | 45.0175 | 59.1899 | 72.7726 | 91.7936 | 109.1474 | 125.7601 | 153.8182 | 181.8901 | 208.5575 | 241.7073 | 272.1123 | 302.6244 | 349.6088 | 389.9457 | 429.6425 | 483.7665 | 537.8015 | 587.2812 | 644.192 | 691.4732 | 736.9136 | 778.9325
SA1 | USE / DSP | 0.10967 | 0.084001 | 1.1205e-06 | 264.8199 | 1.2917e-06 | 1.3844e-06 | 0.996 | 1.6742e-06 | 1.4904e-06 | 0.17763 | 0.209 | 2.7892 | 1.5554 | 2.7451 | 0.68259 | 3.0611 | 0.93561 | 13.7306 | 6.4879 | 10.3615 | 4.676 | 8.2589 | 12.2486 | 16.1814 | 9.4344
Total |  | 10681.005 | 11085.1281 | 11587.6175 | 16659.4006 | 14974.6445 | 15204.692 | 14739.7126 | 14407.1959 | 12244.2496 | 12077.0259 | 11891.6357 | 11169.7199 | 11234.8918 | 10413.3994 | 10902.4306 | 11129.7295 | 12166.4313 | 14539.6541 | 15641.1043 | 15791.8382 | 16189.0665 | 18038.0084 | 17862.2653 | 17723.5652 | 19163.5286
Region | Technology | 2026-27 | 2027-28 | 2028-29 | 2029-30 | 2030-31 | 2031-32 | 2032-33 | 2033-34 | 2034-35 | 2035-36 | 2036-37 | 2037-38 | 2038-39 | 2039-40 | 2040-41 | 2041-42 | 2042-43 | 2043-44 | 2044-45 | 2045-46 | 2046-47 | 2047-48 | 2048-49 | 2049-50 | 2050-51
TAS1 | Black Coal | 0 | 0 | 0 | 0 | 0 | 0 | 0 | 0 | 0 | 0 | 0 | 0 | 0 | 0 | 0 | 0 | 0 | 0 | 0 | 0 | 0 | 0 | 0 | 0 | 0
TAS1 | Brown Coal | 0 | 0 | 0 | 0 | 0 | 0 | 0 | 0 | 0 | 0 | 0 | 0 | 0 | 0 | 0 | 0 | 0 | 0 | 0 | 0 | 0 | 0 | 0 | 0 | 0
TAS1 | CCGT | 1.366e-06 | 1.3723e-06 | 1.3767e-06 | 1.0662e-06 | 3.5269e-06 | 3.6364e-06 | 4.2837e-06 | 4.4472e-06 | 4.8468e-06 | 4.8536e-06 | 5.049e-06 | 5.8903e-06 | 6.0547e-06 | 6.9089e-06 | 7.222e-06 | 8.5696e-06 | 8.8892e-06 | 1.0768e-05 | 1.1831e-05 | 1.1885e-05 | 1.3232e-05 | 1.3288e-05 | 1.6227e-05 | 1.6479e-05 | 1.8076e-05
TAS1 | Gas - Steam | 0 | 0 | 0 | 0 | 0 | 0 | 0 | 0 | 0 | 0 | 0 | 0 | 0 | 0 | 0 | 0 | 0 | 0 | 0 | 0 | 0 | 0 | 0 | 0 | 0
TAS1 | OCGT / Diesel | 2.6326e-06 | 2.727e-06 | 2.9962e-06 | 0.07231 | 2.1993 | 0.026326 | 1.9287 | 3.0237 | 15.9144 | 5.7844 | 9.6396 | 22.1244 | 40.2054 | 52.7766 | 19.9889 | 30.8265 | 27.0855 | 27.4109 | 9.8793 | 11.8456 | 15.0713 | 34.2062 | 48.947 | 56.5615 | 1.1744e-05
TAS1 | Hydro | 6907.8924 | 6155.4119 | 6704.9304 | 7279.4874 | 9426.5777 | 8551.0902 | 9469.6961 | 9302.2182 | 8820.8044 | 7520.6992 | 7738.8775 | 8944.3075 | 8415.7168 | 7997.1617 | 7237.8063 | 8198.8441 | 8824.4983 | 8779.2872 | 7962.1265 | 8455.473 | 9281.2389 | 9555.0371 | 9059.1487 | 8746.3379 | 9245.1378
TAS1 | Hydrogen Turbine | 0 | 0 | 0 | 0 | 0 | 0 | 0 | 0 | 0 | 0 | 0 | 0 | 0 | 0 | 0 | 0 | 0 | 0 | 0 | 0 | 0 | 0 | 0 | 0 | 0
TAS1 | Wind | 3003.5711 | 4279.7121 | 4471.0865 | 6033.7592 | 6028.595 | 6656.8085 | 6808.7827 | 6804.356 | 6963.6693 | 6746.9518 | 7725.2986 | 7650.5762 | 8033.8917 | 7332.6239 | 7491.9267 | 8043.6875 | 8219.2724 | 8955.3375 | 8843.5756 | 9667.0695 | 9362.0092 | 9838.4754 | 8904.3446 | 9487.8507 | 9029.8897
TAS1 | Solar PV | 3.4281e-06 | 4.2852e-06 | 4.6292e-06 | 6.3564e-06 | 6.8873e-06 | 9.3821e-06 | 1.1647e-05 | 1.356e-05 | 1.2032e-05 | 1.2159e-05 | 1.2257e-05 | 1.1349e-05 | 1.1903e-05 | 1.7508e-05 | 1.6709e-05 | 1.85e-05 | 2.2756e-05 | 2.3225e-05 | 2.4837e-05 | 2.4956e-05 | 2.4521e-05 | 2.5669e-05 | 3.1285e-05 | 2.9726e-05 | 3.3353e-05
TAS1 | Grid Battery | 0.00010113 | 0.00010581 | 0.00010572 | 0.00010746 | 0.00010332 | 0.00010198 | 0.00010087 | 0.00010477 | 0.00011786 | 0.00013331 | 0.00014769 | 0.00015917 | 0.00017824 | 0.00020975 | 0.00022609 | 0.00027743 | 0.00026857 | 0.00029924 | 0.00032878 | 0.00032936 | 0.00034652 | 0.00037303 | 0.00039823 | 0.0004146 | 0.00045151
TAS1 | PHES | 0 | 0 | 3.0046e-05 | 3.0692e-05 | 3.6946e-05 | 3.8388e-05 | 4.7674e-05 | 5.0368e-05 | 6.8463e-05 | 7.1091e-05 | 8.5926e-05 | 0.00010721 | 0.00014769 | 0.00014691 | 0.00017394 | 288.9764 | 553.5314 | 765.7622 | 823.2314 | 775.5345 | 730.9023 | 809.401 | 777.0071 | 774.7293 | 1025.9388
TAS1 | VPP | 1.7139 | 2.2139 | 2.0898 | 3.0116 | 4.5276 | 6.0461 | 8.2958 | 10.5059 | 15.5108 | 18.0984 | 24.1794 | 26.3547 | 31.3707 | 35.0241 | 38.1789 | 51.3888 | 55.0453 | 56.7358 | 70.1942 | 81.9881 | 87.3242 | 100.4565 | 115.6671 | 124.7389 | 134.8664
TAS1 | USE / DSP | 2.6712e-07 | 2.8675e-07 | 3.0619e-07 | 0.034425 | 3.5534e-07 | 3.8285e-07 | 0.016 | 4.4553e-07 | 4.7791e-07 | 5.0196e-07 | 5.3573e-07 | 5.8653e-07 | 6.1585e-07 | 6.7754e-07 | 7.2425e-07 | 0.030001 | 8.5025e-07 | 0.024001 | 0.171 | 1.0239e-06 | 0.033001 | 0.012001 | 0.0060014 | 1.4937e-06 | 0.060002
Total |  | 9913.1776 | 10437.338 | 11178.1069 | 13316.3651 | 15461.8997 | 15213.9713 | 16288.7194 | 16120.1039 | 15815.8991 | 14291.534 | 15497.9954 | 16643.3631 | 16521.185 | 15417.5866 | 14787.9012 | 16613.7536 | 17679.4331 | 18584.558 | 17709.1784 | 18991.911 | 19476.5793 | 20337.5887 | 18905.121 | 19190.2188 | 19435.8932
Explicitly modelled pumping
Region | Technology | 2026-27 | 2027-28 | 2028-29 | 2029-30 | 2030-31 | 2031-32 | 2032-33 | 2033-34 | 2034-35 | 2035-36 | 2036-37 | 2037-38 | 2038-39 | 2039-40 | 2040-41 | 2041-42 | 2042-43 | 2043-44 | 2044-45 | 2045-46 | 2046-47 | 2047-48 | 2048-49 | 2049-50 | 2050-51
NEM | Grid Battery Pump | 1856.7832 | 3765.7236 | 4487.5592 | 10075.2529 | 11104.8883 | 10711.716 | 11168.9054 | 11099.5535 | 11997.2016 | 11962.0774 | 12333.0023 | 12206.2904 | 12257.9081 | 12056.8374 | 11350.6904 | 13070.0733 | 13507.0901 | 14742.2226 | 15226.318 | 15416.5261 | 15465.3544 | 14397.6042 | 14939.0197 | 8398.3522 | 12788.0833
NEM | PHES Pump | 3471.1894 | 3586.2245 | 3830.731 | 4117.9318 | 14608.9261 | 13889.4885 | 15155.0907 | 15569.6541 | 15721.9144 | 16214.2134 | 17128.785 | 16266.2869 | 15969.4312 | 16388.8885 | 15406.9545 | 16524.8279 | 16591.874 | 16040.3015 | 17438.3528 | 17309.5853 | 14778.2297 | 14800.4164 | 15276.1434 | 15248.0979 | 15887.398
NEM | VPP Pump | 240.3356 | 269.6863 | 290.7916 | 278.6884 | 415.0134 | 564.4259 | 772.3675 | 1004.7489 | 1269.0399 | 1562.9508 | 1952.8006 | 2341.8009 | 2778.8504 | 3230.6127 | 3589.2776 | 4274.4932 | 4888.8104 | 5439.5807 | 6276.5545 | 7143.2486 | 7633.2087 | 8822.119 | 9623.669 | 10394.6844 | 10954.3583
Region | Technology | 2026-27 | 2027-28 | 2028-29 | 2029-30 | 2030-31 | 2031-32 | 2032-33 | 2033-34 | 2034-35 | 2035-36 | 2036-37 | 2037-38 | 2038-39 | 2039-40 | 2040-41 | 2041-42 | 2042-43 | 2043-44 | 2044-45 | 2045-46 | 2046-47 | 2047-48 | 2048-49 | 2049-50 | 2050-51
NSW1 | Grid Battery Pump | 373.127 | 1342.1315 | 1334.8991 | 5319.4199 | 5867.4132 | 5648.493 | 5836.3946 | 5758.404 | 5704.5932 | 5825.8069 | 5907.9451 | 5850.9996 | 5930.3503 | 5845.3854 | 5639.7127 | 5741.8407 | 5719.1498 | 5566.8319 | 5818.1042 | 5826.4973 | 5147.3683 | 4595.8521 | 4465.6007 | 307.5012 | 311.0561
NSW1 | PHES Pump | 2400.2998 | 2510.9065 | 2850.5989 | 3146.7776 | 7526.5348 | 7233.2018 | 7776.2409 | 7955.6651 | 7456.5295 | 7974.468 | 8853.2414 | 8239.8774 | 7831.0367 | 8168.7055 | 7346.8028 | 7985.6977 | 7866.2107 | 7243.9533 | 8353.261 | 8358.4361 | 7041.4842 | 6420.2437 | 6949.848 | 6676.4471 | 7117.5926
NSW1 | VPP Pump | 92.9954 | 107.574 | 117.5513 | 113.3003 | 158.1548 | 214.6498 | 281.3718 | 362.7457 | 448.5077 | 557.4307 | 678.5306 | 829.2007 | 988.3235 | 1163.6708 | 1335.0854 | 1545.5323 | 1770.2947 | 1981.4754 | 2296.0085 | 2584.0969 | 2743.4965 | 3160.9967 | 3383.9734 | 3578.6113 | 3792.4718
Region | Technology | 2026-27 | 2027-28 | 2028-29 | 2029-30 | 2030-31 | 2031-32 | 2032-33 | 2033-34 | 2034-35 | 2035-36 | 2036-37 | 2037-38 | 2038-39 | 2039-40 | 2040-41 | 2041-42 | 2042-43 | 2043-44 | 2044-45 | 2045-46 | 2046-47 | 2047-48 | 2048-49 | 2049-50 | 2050-51
QLD1 | Grid Battery Pump | 191.1557 | 198.8064 | 205.5037 | 1398.1254 | 1439.3655 | 1425.7169 | 1470.8047 | 1464.561 | 1453.7782 | 1471.7684 | 1472.6107 | 1461.1167 | 1476.9204 | 1463.8745 | 1447.9396 | 2281.8162 | 2747.7374 | 3706.0489 | 3773.6175 | 3747.4286 | 5034.6561 | 5229.8247 | 6794.5828 | 5547.7327 | 8392.9444
QLD1 | PHES Pump | 1070.8896 | 1075.318 | 980.132 | 971.1542 | 7082.3912 | 6656.2865 | 7378.8497 | 7613.9889 | 8265.3847 | 8239.7453 | 8275.5434 | 8026.4093 | 8138.3942 | 8220.1827 | 8060.1513 | 8155.7581 | 7996.0392 | 7785.8077 | 8009.2842 | 7921.0111 | 6784.5005 | 7305.5574 | 7313.7608 | 7541.5254 | 7430.6305
QLD1 | VPP Pump | 35.1946 | 45.5403 | 56.1423 | 57.9102 | 91.8147 | 135.1687 | 187.7257 | 245.6107 | 309.4069 | 394.1777 | 486.7632 | 588.3449 | 701.4882 | 827.1226 | 962.5524 | 1124.4694 | 1289.1892 | 1467.3993 | 1663.5251 | 1866.6299 | 2057.0302 | 2313.4344 | 2540.0837 | 2778.5758 | 2921.911
Region | Technology | 2026-27 | 2027-28 | 2028-29 | 2029-30 | 2030-31 | 2031-32 | 2032-33 | 2033-34 | 2034-35 | 2035-36 | 2036-37 | 2037-38 | 2038-39 | 2039-40 | 2040-41 | 2041-42 | 2042-43 | 2043-44 | 2044-45 | 2045-46 | 2046-47 | 2047-48 | 2048-49 | 2049-50 | 2050-51
VIC1 | Grid Battery Pump | 1058.3801 | 1995.3317 | 2731.4711 | 2605.6696 | 2931.4712 | 2803.6742 | 2981.6553 | 3002.4739 | 3993.1399 | 3805.572 | 4061.1997 | 4020.3895 | 3964.9829 | 3868.0783 | 3423.0882 | 3608.0736 | 3636.5171 | 3528.3162 | 3628.3054 | 3795.9274 | 3359.8642 | 2671.6924 | 1844.5618 | 1401.5566 | 1428.0826
VIC1 | PHES Pump | 0 | 0 | 1.5386e-05 | 4.2077e-05 | 5.1218e-05 | 5.2166e-05 | 5.0964e-05 | 5.1743e-05 | 5.4994e-05 | 5.7227e-05 | 5.6699e-05 | 5.5255e-05 | 5.612e-05 | 5.7197e-05 | 5.7712e-05 | 5.9685e-05 | 5.9361e-05 | 7.1729e-05 | 7.8509e-05 | 7.8039e-05 | 8.0004e-05 | 8.1656e-05 | 9.1414e-05 | 9.2211e-05 | 0.00011029
VIC1 | VPP Pump | 44.1793 | 49.0239 | 52.5497 | 51.1017 | 90.073 | 121.8806 | 185.3822 | 255.7764 | 344.8727 | 409.1335 | 544.9955 | 647.9592 | 767.1337 | 879.116 | 889.5485 | 1133.7751 | 1305.2328 | 1418.7229 | 1665.7223 | 1961.4466 | 2040.8455 | 2469.6168 | 2752.1322 | 3022.7301 | 3165.9672
Region | Technology | 2026-27 | 2027-28 | 2028-29 | 2029-30 | 2030-31 | 2031-32 | 2032-33 | 2033-34 | 2034-35 | 2035-36 | 2036-37 | 2037-38 | 2038-39 | 2039-40 | 2040-41 | 2041-42 | 2042-43 | 2043-44 | 2044-45 | 2045-46 | 2046-47 | 2047-48 | 2048-49 | 2049-50 | 2050-51
SA1 | Grid Battery Pump | 234.1203 | 229.454 | 215.6852 | 752.0379 | 866.6382 | 833.8319 | 880.0507 | 874.1145 | 845.6902 | 858.9299 | 891.2466 | 873.7844 | 885.6543 | 879.499 | 839.9496 | 1438.3424 | 1403.6854 | 1941.0253 | 2006.2905 | 2046.6724 | 1923.4654 | 1900.2346 | 1834.2739 | 1141.5612 | 2655.9997
SA1 | PHES Pump | 0 | 0 | 6.642e-06 | 1.0866e-05 | 1.4177e-05 | 1.4355e-05 | 1.4169e-05 | 1.4168e-05 | 1.4941e-05 | 1.5425e-05 | 1.642e-05 | 1.7666e-05 | 1.7658e-05 | 1.7897e-05 | 1.88e-05 | 2.2141e-05 | 2.2122e-05 | 2.69e-05 | 3.0477e-05 | 3.0606e-05 | 3.234e-05 | 3.3521e-05 | 3.8001e-05 | 3.8637e-05 | 4.4294e-05
SA1 | VPP Pump | 65.9554 | 64.9425 | 62.0905 | 52.8185 | 69.6589 | 85.5974 | 108.114 | 128.2858 | 147.9547 | 180.9664 | 213.9905 | 245.3643 | 284.998 | 319.4981 | 357.0214 | 410.3208 | 459.2055 | 505.197 | 568.9727 | 634.2764 | 689.3485 | 759.9801 | 811.3996 | 867.5561 | 915.7996
Region | Technology | 2026-27 | 2027-28 | 2028-29 | 2029-30 | 2030-31 | 2031-32 | 2032-33 | 2033-34 | 2034-35 | 2035-36 | 2036-37 | 2037-38 | 2038-39 | 2039-40 | 2040-41 | 2041-42 | 2042-43 | 2043-44 | 2044-45 | 2045-46 | 2046-47 | 2047-48 | 2048-49 | 2049-50 | 2050-51
TAS1 | Grid Battery Pump | 0.0001202 | 0.00012574 | 0.00012563 | 0.0001277 | 0.00012275 | 0.00012122 | 0.00011989 | 0.00012452 | 0.00014012 | 0.00015835 | 0.00017564 | 0.00018907 | 0.00021188 | 0.00024932 | 0.00026879 | 0.00032977 | 0.00031924 | 0.00035586 | 0.00039052 | 0.0003918 | 0.00041176 | 0.00044337 | 0.00047323 | 0.00049308 | 0.00053653
TAS1 | PHES Pump | 0 | 0 | 3.9688e-05 | 4.039e-05 | 4.8557e-05 | 5.0588e-05 | 6.2799e-05 | 6.6325e-05 | 9.0184e-05 | 9.3183e-05 | 0.00011381 | 0.00014041 | 0.00019453 | 0.0001931 | 0.00023002 | 383.3721 | 729.6241 | 1010.5404 | 1075.8074 | 1030.138 | 952.2449 | 1074.6153 | 1012.5345 | 1030.1253 | 1339.1748
TAS1 | VPP Pump | 2.0109 | 2.6056 | 2.4579 | 3.5576 | 5.312 | 7.1293 | 9.7737 | 12.3304 | 18.2978 | 21.2425 | 28.5208 | 30.9318 | 36.907 | 41.2052 | 45.0699 | 60.3955 | 64.8881 | 66.7862 | 82.3259 | 96.7989 | 102.488 | 118.091 | 136.08 | 147.2112 | 158.2086

## ML2_Capacity
Installed capacity by technology (MW) - ML2, Progressive Change Scenario
Capacity calculated on 1 July. In early study years some wind and solar projects enter later in the financial year and are therefore reflected in the following financial year's capacity.
Non-scheduled generation including Distributed PV is not shown.
Region | Technology | 2026-27 | 2027-28 | 2028-29 | 2029-30 | 2030-31 | 2031-32 | 2032-33 | 2033-34 | 2034-35 | 2035-36 | 2036-37 | 2037-38 | 2038-39 | 2039-40 | 2040-41 | 2041-42 | 2042-43 | 2043-44 | 2044-45 | 2045-46 | 2046-47 | 2047-48 | 2048-49 | 2049-50 | 2050-51
NEM | Black Coal | 16456 | 16456 | 12922.6622 | 4158.3289 | 4158.3289 | 4158.3289 | 4158.3289 | 3950.9174 | 3950.9171 | 3950.9171 | 3950.9171 | 3950.9171 | 3950.9171 | 3950.9171 | 2636.4687 | 2636.4687 | 1892.4687 | 1892.4687 | 1892.4676 | 1892.4676 | 1692 | 1692 | 1692 | 1692 | 1692
NEM | Brown Coal | 4835 | 4835 | 3385 | 909.3298 | 909.3298 | 909.3298 | 909.3298 | 909.3298 | 909.3298 | 909.3298 | 909.3298 | 909.3298 | 909.3298 | 909.3298 | 909.3298 | 909.3298 | 909.3298 | 909.3298 | 909.3298 | 909.3298 | 909.3298 | 0 | 0 | 0 | 0
NEM | CCGT | 2954.9 | 2954.9 | 2774.9 | 2774.9 | 2774.9 | 2774.9 | 2774.9 | 2774.9 | 2774.9 | 2774.9 | 2389.9 | 1860.9 | 1860.9 | 1716.5 | 1716.5 | 1716.5 | 1716.5 | 1276.5 | 1276.5 | 632 | 1236.9717 | 1236.9717 | 1236.9717 | 1236.9717 | 848.9717
NEM | Gas - Steam | 500 | 500 | 500 | 500 | 500 | 500 | 500 | 500 | 500 | 500 | 500 | 500 | 500 | 0 | 0 | 0 | 0 | 0 | 0 | 0 | 0 | 0 | 0 | 0 | 0
NEM | OCGT / Diesel | 8736.159 | 8736.159 | 8599.659 | 8599.659 | 8353.659 | 8353.659 | 8076.799 | 7483.299 | 7366.299 | 7286.299 | 7286.299 | 7286.299 | 7286.299 | 6846.299 | 6726.299 | 6726.299 | 6632.299 | 7162.1672 | 7286.5917 | 7286.5917 | 6583.5917 | 5999.5917 | 8571.78 | 8052.78 | 8963.2146
NEM | Hydro | 7365.42 | 7365.42 | 7365.42 | 7365.42 | 7705.32 | 7705.32 | 7705.32 | 7705.32 | 7705.32 | 7705.32 | 7705.32 | 7705.32 | 7705.32 | 7705.32 | 7705.32 | 7705.32 | 7705.32 | 7705.32 | 7705.32 | 7705.32 | 7705.32 | 7705.32 | 7705.32 | 7705.32 | 7705.32
NEM | Hydrogen Turbine | 0 | 0 | 0 | 0 | 0 | 0 | 0 | 0 | 0 | 0 | 0 | 0 | 0 | 0 | 0 | 0 | 0 | 0 | 0 | 0 | 0 | 0 | 0 | 0 | 0
NEM | Wind | 15253.9519 | 15988.6764 | 18671.2387 | 29468.1917 | 29469.3771 | 29498.3125 | 29617.9979 | 29949.5949 | 32544.2801 | 32396.0655 | 32290.1536 | 33348.3418 | 33692.2499 | 34490.9383 | 33803.1383 | 33616.8383 | 33861.2854 | 32578.1274 | 33307.188 | 32460.7348 | 35321.186 | 35680.2813 | 35134.4813 | 35679.6034 | 37589.3876
NEM | Solar PV | 13882.3989 | 15105.1509 | 15105.1509 | 17734.5656 | 17734.5656 | 17728.4456 | 17728.4456 | 19053.3279 | 26519.8242 | 26519.8242 | 26398.8242 | 26348.8242 | 26348.8242 | 26348.8242 | 26348.8242 | 26282.5242 | 25986.9992 | 26933.203 | 27266.0352 | 27148.3682 | 26497.5493 | 27418.8063 | 29564.6433 | 28221.0009 | 27403.0859
NEM | Grid Battery | 1952.1806 | 2921.3997 | 3571.3997 | 6248.5077 | 6218.5077 | 6218.5077 | 6218.5077 | 6163.1777 | 9822.6876 | 9822.6876 | 9772.6876 | 9772.6876 | 9772.6876 | 9772.6876 | 9772.6876 | 9960.3162 | 10123.2396 | 10447.2966 | 10447.2966 | 10437.2966 | 10811.4694 | 9842.2501 | 9750.3816 | 7053.2735 | 8726.6165
NEM | PHES | 1060 | 1060 | 1060 | 1060 | 5098 | 5098 | 5098 | 5098 | 5098 | 5098 | 5098 | 5098 | 5098 | 5098 | 5098 | 5217.8178 | 5343.8845 | 5468.0648 | 5468.0648 | 5468.0648 | 5468.0648 | 5493.3845 | 5493.3845 | 5508.0024 | 5627.8703
NEM | VPP | 332.94 | 383.48 | 428.86 | 483.47 | 574.26 | 684.01 | 812.39 | 958.89 | 1114.57 | 1287.96 | 1491.45 | 1724.7 | 1984.15 | 2264.75 | 2584.75 | 2929.14 | 3299.72 | 3691.47 | 4125.13 | 4583.87 | 5079.9001 | 5604.25 | 6168.3799 | 6763.6701 | 7093.5899
Total |  | 73328.9504 | 76306.1859 | 74384.2904 | 79302.3727 | 83496.2481 | 83628.8135 | 83600.0189 | 84546.7566 | 98306.1278 | 98251.3031 | 97792.8812 | 98505.3194 | 99108.6775 | 99103.5659 | 97301.3175 | 97700.554 | 97471.0461 | 98063.9474 | 99683.9236 | 98524.0434 | 101305.3828 | 100672.8556 | 105317.3424 | 101912.622 | 105650.0565
Region | Technology | 2026-27 | 2027-28 | 2028-29 | 2029-30 | 2030-31 | 2031-32 | 2032-33 | 2033-34 | 2034-35 | 2035-36 | 2036-37 | 2037-38 | 2038-39 | 2039-40 | 2040-41 | 2041-42 | 2042-43 | 2043-44 | 2044-45 | 2045-46 | 2046-47 | 2047-48 | 2048-49 | 2049-50 | 2050-51
NSW1 | Black Coal | 8330 | 8330 | 5450 | 1521.8602 | 1521.8602 | 1521.8602 | 1521.8602 | 1314.4487 | 1314.4484 | 1314.4484 | 1314.4484 | 1314.4484 | 1314.4484 | 1314.4484 | 0 | 0 | 0 | 0 | 0 | 0 | 0 | 0 | 0 | 0 | 0
NSW1 | Brown Coal | 0 | 0 | 0 | 0 | 0 | 0 | 0 | 0 | 0 | 0 | 0 | 0 | 0 | 0 | 0 | 0 | 0 | 0 | 0 | 0 | 0 | 0 | 0 | 0 | 0
NSW1 | CCGT | 440 | 440 | 440 | 440 | 440 | 440 | 440 | 440 | 440 | 440 | 440 | 440 | 440 | 440 | 440 | 440 | 440 | 0 | 0 | 0 | 0 | 0 | 0 | 0 | 0
NSW1 | Gas - Steam | 0 | 0 | 0 | 0 | 0 | 0 | 0 | 0 | 0 | 0 | 0 | 0 | 0 | 0 | 0 | 0 | 0 | 0 | 0 | 0 | 0 | 0 | 0 | 0 | 0
NSW1 | OCGT / Diesel | 2638.999 | 2638.999 | 2638.999 | 2638.999 | 2638.999 | 2638.999 | 2638.999 | 2638.999 | 2638.999 | 2638.999 | 2638.999 | 2638.999 | 2638.999 | 2638.999 | 2638.999 | 2638.999 | 2638.999 | 3168.8672 | 3367.9862 | 3367.9862 | 3367.9862 | 3367.9862 | 4513.9197 | 4513.9197 | 4780.6545
NSW1 | Hydro | 2525 | 2525 | 2525 | 2525 | 2525 | 2525 | 2525 | 2525 | 2525 | 2525 | 2525 | 2525 | 2525 | 2525 | 2525 | 2525 | 2525 | 2525 | 2525 | 2525 | 2525 | 2525 | 2525 | 2525 | 2525
NSW1 | Hydrogen Turbine | 0 | 0 | 0 | 0 | 0 | 0 | 0 | 0 | 0 | 0 | 0 | 0 | 0 | 0 | 0 | 0 | 0 | 0 | 0 | 0 | 0 | 0 | 0 | 0 | 0
NSW1 | Wind | 3750.72 | 4202.0406 | 5805.7688 | 7353.3482 | 7353.3482 | 7353.3482 | 7353.3482 | 7353.3482 | 7353.3482 | 7353.3482 | 7306.8482 | 7306.8482 | 7104.3682 | 7104.3682 | 6743.8682 | 6557.5682 | 6557.5682 | 5992.5882 | 7625.4323 | 7716.8152 | 9456.4232 | 9524.8442 | 9128.8442 | 9015.6542 | 10269.1268
NSW1 | Solar PV | 7248.4209 | 8471.1729 | 8471.1729 | 8471.1729 | 8471.1729 | 8471.1729 | 8471.1729 | 8471.1729 | 8471.1729 | 8471.1729 | 8471.1729 | 8471.1729 | 8471.1729 | 8471.1729 | 8471.1729 | 8471.1729 | 8318.6479 | 8095.3479 | 8095.3479 | 8059.2679 | 8072.803 | 8605.0197 | 8555.0197 | 7960.8197 | 7394.0617
NSW1 | Grid Battery | 262 | 587 | 587 | 2262 | 2262 | 2262 | 2262 | 2262 | 2262 | 2262 | 2212 | 2212 | 2212 | 2212 | 2212 | 2212 | 2212 | 2212 | 2212 | 2212 | 2212 | 1887 | 1887 | 212 | 212.0006
NSW1 | PHES | 240 | 240 | 240 | 240 | 2280 | 2280 | 2280 | 2280 | 2280 | 2280 | 2280 | 2280 | 2280 | 2280 | 2280 | 2280 | 2280 | 2280 | 2280 | 2280 | 2280 | 2280 | 2280 | 2280 | 2280
NSW1 | VPP | 132.65 | 149.55 | 164.04 | 181.38 | 210.85 | 246.63 | 288.02 | 335.81 | 382.45 | 435.41 | 499.45 | 577.34 | 663.69 | 758.33 | 863.82 | 977.98 | 1100.16 | 1230.46 | 1373.55 | 1525.95 | 1688.98 | 1863.03 | 2049.05 | 2246.63 | 2355.64
Total |  | 25567.7899 | 27583.7625 | 26321.9806 | 25633.7603 | 27703.2303 | 27739.0103 | 27780.4003 | 27620.7787 | 27667.4184 | 27720.3784 | 27687.9184 | 27765.8084 | 27649.6784 | 27744.3184 | 26174.86 | 26102.72 | 26072.375 | 25504.2632 | 27479.3163 | 27687.0192 | 29603.1924 | 30052.8801 | 30938.8336 | 28754.0236 | 29816.4835
Region | Technology | 2026-27 | 2027-28 | 2028-29 | 2029-30 | 2030-31 | 2031-32 | 2032-33 | 2033-34 | 2034-35 | 2035-36 | 2036-37 | 2037-38 | 2038-39 | 2039-40 | 2040-41 | 2041-42 | 2042-43 | 2043-44 | 2044-45 | 2045-46 | 2046-47 | 2047-48 | 2048-49 | 2049-50 | 2050-51
QLD1 | Black Coal | 8126 | 8126 | 7472.6622 | 2636.4687 | 2636.4687 | 2636.4687 | 2636.4687 | 2636.4687 | 2636.4687 | 2636.4687 | 2636.4687 | 2636.4687 | 2636.4687 | 2636.4687 | 2636.4687 | 2636.4687 | 1892.4687 | 1892.4687 | 1892.4676 | 1892.4676 | 1692 | 1692 | 1692 | 1692 | 1692
QLD1 | Brown Coal | 0 | 0 | 0 | 0 | 0 | 0 | 0 | 0 | 0 | 0 | 0 | 0 | 0 | 0 | 0 | 0 | 0 | 0 | 0 | 0 | 0 | 0 | 0 | 0 | 0
QLD1 | CCGT | 1597.9 | 1597.9 | 1597.9 | 1597.9 | 1597.9 | 1597.9 | 1597.9 | 1597.9 | 1597.9 | 1597.9 | 1212.9 | 1212.9 | 1212.9 | 1068.5 | 1068.5 | 1068.5 | 1068.5 | 1068.5 | 1068.5 | 424 | 1028.9717 | 1028.9717 | 1028.9717 | 1028.9717 | 848.9717
QLD1 | Gas - Steam | 0 | 0 | 0 | 0 | 0 | 0 | 0 | 0 | 0 | 0 | 0 | 0 | 0 | 0 | 0 | 0 | 0 | 0 | 0 | 0 | 0 | 0 | 0 | 0 | 0
QLD1 | OCGT / Diesel | 2354.5 | 2354.5 | 2354.5 | 2354.5 | 2354.5 | 2354.5 | 2354.5 | 1931 | 1814 | 1814 | 1814 | 1814 | 1814 | 1814 | 1814 | 1814 | 1814 | 1814 | 1814 | 1814 | 1265 | 1265 | 2010.2856 | 1491.2856 | 1145.2856
QLD1 | Hydro | 152.4 | 152.4 | 152.4 | 152.4 | 152.4 | 152.4 | 152.4 | 152.4 | 152.4 | 152.4 | 152.4 | 152.4 | 152.4 | 152.4 | 152.4 | 152.4 | 152.4 | 152.4 | 152.4 | 152.4 | 152.4 | 152.4 | 152.4 | 152.4 | 152.4
QLD1 | Hydrogen Turbine | 0 | 0 | 0 | 0 | 0 | 0 | 0 | 0 | 0 | 0 | 0 | 0 | 0 | 0 | 0 | 0 | 0 | 0 | 0 | 0 | 0 | 0 | 0 | 0 | 0
QLD1 | Wind | 2624.408 | 2624.408 | 2919.8383 | 8083.3876 | 8083.3876 | 8083.3876 | 8083.3876 | 8083.3876 | 8083.3876 | 8083.3876 | 8083.3876 | 8083.3876 | 8083.3876 | 8083.3876 | 8083.3876 | 8083.3876 | 8083.3876 | 7902.8696 | 7449.9796 | 7449.9796 | 7903.4582 | 7903.4582 | 7753.6582 | 8954.6665 | 9955.4551
QLD1 | Solar PV | 4013.785 | 4013.785 | 4013.785 | 5552.2118 | 5552.2118 | 5552.2118 | 5552.2118 | 6877.094 | 12206.6236 | 12206.6236 | 12085.6236 | 12035.6236 | 12035.6236 | 12035.6236 | 12035.6236 | 12035.6236 | 11892.6236 | 11725.6236 | 11580.1636 | 11548.0596 | 10883.7056 | 11351.9459 | 13632.7628 | 13371.3739 | 13212.7769
QLD1 | Grid Battery | 258 | 258.0005 | 258.0005 | 709.2317 | 709.2317 | 709.2317 | 709.2317 | 709.2317 | 709.2317 | 709.2317 | 709.2317 | 709.2317 | 709.2317 | 709.2317 | 709.2317 | 990.438 | 1153.3615 | 1502.2752 | 1502.2752 | 1502.2752 | 2047.2286 | 2047.228 | 2656.1594 | 2204.9281 | 3256.1522
QLD1 | PHES | 820 | 820 | 820 | 820 | 2818 | 2818 | 2818 | 2818 | 2818 | 2818 | 2818 | 2818 | 2818 | 2818 | 2818 | 2818 | 2818 | 2818 | 2818 | 2818 | 2818 | 2818 | 2818 | 2818 | 2818
QLD1 | VPP | 51.83 | 64.26 | 76.2 | 90.88 | 112.7 | 140.23 | 171.67 | 208.29 | 249.41 | 295.69 | 348.78 | 407.2 | 471.64 | 541.99 | 622.48 | 711.03 | 804.72 | 904.62 | 1014.77 | 1132.37 | 1260.21 | 1395.14 | 1539.57 | 1693.1801 | 1779.4399
Total |  | 19998.823 | 20011.2535 | 19665.286 | 21996.9798 | 24016.7998 | 24044.3298 | 24075.7698 | 25013.7721 | 30267.4216 | 30313.7016 | 29860.7916 | 29869.2116 | 29933.6516 | 29859.6016 | 29940.0916 | 30309.848 | 29679.4614 | 29780.7571 | 29292.556 | 28733.552 | 29050.9741 | 29654.1438 | 33283.8078 | 33406.8059 | 34860.4815
Region | Technology | 2026-27 | 2027-28 | 2028-29 | 2029-30 | 2030-31 | 2031-32 | 2032-33 | 2033-34 | 2034-35 | 2035-36 | 2036-37 | 2037-38 | 2038-39 | 2039-40 | 2040-41 | 2041-42 | 2042-43 | 2043-44 | 2044-45 | 2045-46 | 2046-47 | 2047-48 | 2048-49 | 2049-50 | 2050-51
VIC1 | Black Coal | 0 | 0 | 0 | 0 | 0 | 0 | 0 | 0 | 0 | 0 | 0 | 0 | 0 | 0 | 0 | 0 | 0 | 0 | 0 | 0 | 0 | 0 | 0 | 0 | 0
VIC1 | Brown Coal | 4835 | 4835 | 3385 | 909.3298 | 909.3298 | 909.3298 | 909.3298 | 909.3298 | 909.3298 | 909.3298 | 909.3298 | 909.3298 | 909.3298 | 909.3298 | 909.3298 | 909.3298 | 909.3298 | 909.3298 | 909.3298 | 909.3298 | 909.3298 | 0 | 0 | 0 | 0
VIC1 | CCGT | 0 | 0 | 0 | 0 | 0 | 0 | 0 | 0 | 0 | 0 | 0 | 0 | 0 | 0 | 0 | 0 | 0 | 0 | 0 | 0 | 0 | 0 | 0 | 0 | 0
VIC1 | Gas - Steam | 500 | 500 | 500 | 500 | 500 | 500 | 500 | 500 | 500 | 500 | 500 | 500 | 500 | 0 | 0 | 0 | 0 | 0 | 0 | 0 | 0 | 0 | 0 | 0 | 0
VIC1 | OCGT / Diesel | 1900 | 1900 | 1900 | 1900 | 1900 | 1900 | 1900 | 1730 | 1730 | 1730 | 1730 | 1730 | 1730 | 1290 | 1290 | 1290 | 1196 | 1196 | 1331.3055 | 1331.3055 | 1331.3055 | 747.3055 | 1428.2747 | 1428.2747 | 2475.9745
VIC1 | Hydro | 2279.02 | 2279.02 | 2279.02 | 2279.02 | 2279.02 | 2279.02 | 2279.02 | 2279.02 | 2279.02 | 2279.02 | 2279.02 | 2279.02 | 2279.02 | 2279.02 | 2279.02 | 2279.02 | 2279.02 | 2279.02 | 2279.02 | 2279.02 | 2279.02 | 2279.02 | 2279.02 | 2279.02 | 2279.02
VIC1 | Hydrogen Turbine | 0 | 0 | 0 | 0 | 0 | 0 | 0 | 0 | 0 | 0 | 0 | 0 | 0 | 0 | 0 | 0 | 0 | 0 | 0 | 0 | 0 | 0 | 0 | 0 | 0
VIC1 | Wind | 5269.36 | 5269.36 | 5769.36 | 8958.7482 | 8906.2482 | 8906.2482 | 8906.2482 | 9249.8599 | 11724.8597 | 11724.8597 | 11724.8597 | 12657.6597 | 13237.6597 | 14237.66 | 13949.36 | 13949.36 | 13898.81 | 13575.01 | 13183.06 | 12319.5 | 12319.5 | 11893.3 | 11893.3 | 11235.2 | 11177.6
VIC1 | Solar PV | 1563.573 | 1563.573 | 1563.573 | 2654.561 | 2654.561 | 2654.561 | 2654.561 | 2654.561 | 4791.5277 | 4791.5277 | 4791.5277 | 4791.5277 | 4791.5277 | 4791.5277 | 4791.5277 | 4791.5277 | 4791.5277 | 4791.5277 | 4681.0477 | 4649.9447 | 4649.9447 | 4649.9447 | 4491.9647 | 4094.5147 | 4001.9547
VIC1 | Grid Battery | 898.1104 | 1542.329 | 2192.329 | 2489.49 | 2489.49 | 2489.49 | 2489.49 | 2434.16 | 6118.6699 | 6118.6699 | 6118.6699 | 6118.6699 | 6118.6699 | 6118.6699 | 6118.6699 | 5818.6699 | 5818.6699 | 5818.6699 | 5818.6699 | 5818.6699 | 5647.8894 | 5003.6708 | 4353.6708 | 4036.5098 | 4036.5099
VIC1 | PHES | 0 | 0 | 0 | 0 | 0 | 0 | 0 | 0 | 0 | 0 | 0 | 0 | 0 | 0 | 0 | 0 | 0 | 0 | 0 | 0 | 0 | 0 | 0 | 0 | 0
VIC1 | VPP | 60.93 | 76.9 | 93.22 | 112.51 | 138.88 | 170.64 | 209.23 | 253.24 | 301.63 | 355.16 | 417.87 | 488.97 | 568.9 | 654.82 | 753.49 | 858.62 | 973.43 | 1093.97 | 1228.34 | 1369.53 | 1522.9601 | 1684.67 | 1860.1099 | 2044.1301 | 2146.02
Total |  | 17305.9934 | 17966.182 | 17682.502 | 19803.6589 | 19777.5289 | 19809.2889 | 19847.8789 | 20010.1706 | 28355.0371 | 28408.5671 | 28471.2771 | 29475.1771 | 30135.1071 | 30281.0274 | 30091.3974 | 29896.5274 | 29866.7874 | 29663.5274 | 29430.7729 | 28677.2999 | 28659.9495 | 26257.911 | 26306.3401 | 25117.6492 | 26117.0791
Region | Technology | 2026-27 | 2027-28 | 2028-29 | 2029-30 | 2030-31 | 2031-32 | 2032-33 | 2033-34 | 2034-35 | 2035-36 | 2036-37 | 2037-38 | 2038-39 | 2039-40 | 2040-41 | 2041-42 | 2042-43 | 2043-44 | 2044-45 | 2045-46 | 2046-47 | 2047-48 | 2048-49 | 2049-50 | 2050-51
SA1 | Black Coal | 0 | 0 | 0 | 0 | 0 | 0 | 0 | 0 | 0 | 0 | 0 | 0 | 0 | 0 | 0 | 0 | 0 | 0 | 0 | 0 | 0 | 0 | 0 | 0 | 0
SA1 | Brown Coal | 0 | 0 | 0 | 0 | 0 | 0 | 0 | 0 | 0 | 0 | 0 | 0 | 0 | 0 | 0 | 0 | 0 | 0 | 0 | 0 | 0 | 0 | 0 | 0 | 0
SA1 | CCGT | 709 | 709 | 529 | 529 | 529 | 529 | 529 | 529 | 529 | 529 | 529 | 0 | 0 | 0 | 0 | 0 | 0 | 0 | 0 | 0 | 0 | 0 | 0 | 0 | 0
SA1 | Gas - Steam | 0 | 0 | 0 | 0 | 0 | 0 | 0 | 0 | 0 | 0 | 0 | 0 | 0 | 0 | 0 | 0 | 0 | 0 | 0 | 0 | 0 | 0 | 0 | 0 | 0
SA1 | OCGT / Diesel | 1664.66 | 1664.66 | 1528.16 | 1528.16 | 1282.16 | 1282.16 | 1005.3 | 1005.3 | 1005.3 | 925.3 | 925.3 | 925.3 | 925.3 | 925.3 | 925.3 | 925.3 | 925.3 | 925.3 | 715.3 | 715.3 | 561.3 | 561.3 | 561.3 | 561.3 | 561.3
SA1 | Hydro | 0 | 0 | 0 | 0 | 0 | 0 | 0 | 0 | 0 | 0 | 0 | 0 | 0 | 0 | 0 | 0 | 0 | 0 | 0 | 0 | 0 | 0 | 0 | 0 | 0
SA1 | Hydrogen Turbine | 0 | 0 | 0 | 0 | 0 | 0 | 0 | 0 | 0 | 0 | 0 | 0 | 0 | 0 | 0 | 0 | 0 | 0 | 0 | 0 | 0 | 0 | 0 | 0 | 0
SA1 | Wind | 2762.71 | 2762.71 | 2762.71 | 3362.71 | 3296.71 | 3205.96 | 3205.96 | 3074.26 | 3074.26 | 2806.36 | 2621.56 | 2621.56 | 2462.56 | 2135.86 | 2096.86 | 2096.86 | 2391.857 | 2177.9972 | 2263.0536 | 2188.7775 | 2856.1421 | 3573.0165 | 3573.0165 | 3688.4202 | 3709.2932
SA1 | Solar PV | 1056.62 | 1056.62 | 1056.62 | 1056.62 | 1056.62 | 1050.5 | 1050.5 | 1050.5 | 1050.5 | 1050.5 | 1050.5 | 1050.5 | 1050.5 | 1050.5 | 1050.5 | 984.2 | 984.2 | 2320.7038 | 2909.476 | 2891.096 | 2891.096 | 2811.896 | 2884.8961 | 2794.2926 | 2794.2926
SA1 | Grid Battery | 532.0702 | 532.0702 | 532.0702 | 785.786 | 755.786 | 755.786 | 755.786 | 755.786 | 730.786 | 730.786 | 730.786 | 730.786 | 730.786 | 730.786 | 730.786 | 937.2083 | 937.2083 | 912.3515 | 912.3515 | 902.3515 | 902.3513 | 902.3513 | 851.5513 | 597.8356 | 1219.9537
SA1 | PHES | 0 | 0 | 0 | 0 | 0 | 0 | 0 | 0 | 0 | 0 | 0 | 0 | 0 | 0 | 0 | 0 | 0 | 0 | 0 | 0 | 0 | 0 | 0 | 0 | 0
SA1 | VPP | 83.01 | 86.92 | 88.19 | 89.86 | 101.65 | 114.73 | 129.8 | 145.83 | 163.18 | 181.39 | 202.19 | 224.73 | 249.77 | 275.5 | 305.08 | 335.52 | 368.55 | 402.3 | 440.18 | 479.01 | 521.25 | 564.8 | 612.08 | 660.6 | 686.28
Total |  | 6808.0702 | 6811.9802 | 6496.7502 | 7352.136 | 7021.926 | 6938.136 | 6676.346 | 6560.676 | 6553.026 | 6223.336 | 6059.336 | 5552.876 | 5418.916 | 5117.946 | 5108.526 | 5279.0883 | 5607.1153 | 6738.6525 | 7240.3611 | 7176.5351 | 7732.1395 | 8413.3638 | 8482.8439 | 8302.4483 | 8971.1195
Region | Technology | 2026-27 | 2027-28 | 2028-29 | 2029-30 | 2030-31 | 2031-32 | 2032-33 | 2033-34 | 2034-35 | 2035-36 | 2036-37 | 2037-38 | 2038-39 | 2039-40 | 2040-41 | 2041-42 | 2042-43 | 2043-44 | 2044-45 | 2045-46 | 2046-47 | 2047-48 | 2048-49 | 2049-50 | 2050-51
TAS1 | Black Coal | 0 | 0 | 0 | 0 | 0 | 0 | 0 | 0 | 0 | 0 | 0 | 0 | 0 | 0 | 0 | 0 | 0 | 0 | 0 | 0 | 0 | 0 | 0 | 0 | 0
TAS1 | Brown Coal | 0 | 0 | 0 | 0 | 0 | 0 | 0 | 0 | 0 | 0 | 0 | 0 | 0 | 0 | 0 | 0 | 0 | 0 | 0 | 0 | 0 | 0 | 0 | 0 | 0
TAS1 | CCGT | 208 | 208 | 208 | 208 | 208 | 208 | 208 | 208 | 208 | 208 | 208 | 208 | 208 | 208 | 208 | 208 | 208 | 208 | 208 | 208 | 208 | 208 | 208 | 208 | 0
TAS1 | Gas - Steam | 0 | 0 | 0 | 0 | 0 | 0 | 0 | 0 | 0 | 0 | 0 | 0 | 0 | 0 | 0 | 0 | 0 | 0 | 0 | 0 | 0 | 0 | 0 | 0 | 0
TAS1 | OCGT / Diesel | 178 | 178 | 178 | 178 | 178 | 178 | 178 | 178 | 178 | 178 | 178 | 178 | 178 | 178 | 58 | 58 | 58 | 58 | 58 | 58 | 58 | 58 | 58 | 58 | 0
TAS1 | Hydro | 2409 | 2409 | 2409 | 2409 | 2748.9 | 2748.9 | 2748.9 | 2748.9 | 2748.9 | 2748.9 | 2748.9 | 2748.9 | 2748.9 | 2748.9 | 2748.9 | 2748.9 | 2748.9 | 2748.9 | 2748.9 | 2748.9 | 2748.9 | 2748.9 | 2748.9 | 2748.9 | 2748.9
TAS1 | Hydrogen Turbine | 0 | 0 | 0 | 0 | 0 | 0 | 0 | 0 | 0 | 0 | 0 | 0 | 0 | 0 | 0 | 0 | 0 | 0 | 0 | 0 | 0 | 0 | 0 | 0 | 0
TAS1 | Wind | 846.7539 | 1130.1577 | 1413.5616 | 1709.9977 | 1829.6831 | 1949.3685 | 2069.0539 | 2188.7392 | 2308.4246 | 2428.11 | 2553.4981 | 2678.8863 | 2804.2744 | 2929.6625 | 2929.6625 | 2929.6625 | 2929.6625 | 2929.6625 | 2785.6625 | 2785.6625 | 2785.6625 | 2785.6625 | 2785.6625 | 2785.6625 | 2477.9125
TAS1 | Solar PV | 0 | 0 | 0 | 0 | 0 | 0 | 0 | 0 | 0 | 0 | 0 | 0 | 0 | 0 | 0 | 0 | 0 | 0 | 0 | 0 | 0 | 0 | 0 | 0 | 0
TAS1 | Grid Battery | 2 | 2 | 2 | 2 | 2 | 2 | 2 | 2 | 2 | 2 | 2 | 2 | 2 | 2 | 2 | 2 | 2 | 2 | 2 | 2 | 2 | 2 | 2 | 2 | 2
TAS1 | PHES | 0 | 0 | 0 | 0 | 0 | 0 | 0 | 0 | 0 | 0 | 0 | 0 | 0 | 0 | 0 | 119.8178 | 245.8845 | 370.0648 | 370.0648 | 370.0648 | 370.0648 | 395.3845 | 395.3845 | 410.0024 | 529.8703
TAS1 | VPP | 4.52 | 5.85 | 7.21 | 8.84 | 10.18 | 11.78 | 13.67 | 15.72 | 17.9 | 20.31 | 23.16 | 26.46 | 30.15 | 34.11 | 39.88 | 45.99 | 52.86 | 60.12 | 68.29 | 77.01 | 86.5 | 96.61 | 107.57 | 119.13 | 126.21
Total |  | 3648.2739 | 3933.0077 | 4217.7716 | 4515.8377 | 4976.7631 | 5098.0485 | 5219.6239 | 5341.3592 | 5463.2246 | 5585.32 | 5713.5581 | 5842.2463 | 5971.3244 | 6100.6725 | 5986.4425 | 6112.3703 | 6245.307 | 6376.7473 | 6240.9173 | 6249.6373 | 6259.1273 | 6294.557 | 6305.517 | 6331.6949 | 5884.8928
Explicitly modelled pumping
Region | Technology | 2026-27 | 2027-28 | 2028-29 | 2029-30 | 2030-31 | 2031-32 | 2032-33 | 2033-34 | 2034-35 | 2035-36 | 2036-37 | 2037-38 | 2038-39 | 2039-40 | 2040-41 | 2041-42 | 2042-43 | 2043-44 | 2044-45 | 2045-46 | 2046-47 | 2047-48 | 2048-49 | 2049-50 | 2050-51
NEM | Grid Battery Pump | 1952.1806 | 2921.3997 | 3571.3997 | 6248.5077 | 6218.5077 | 6218.5077 | 6218.5077 | 6163.1777 | 9822.6876 | 9822.6876 | 9772.6876 | 9772.6876 | 9772.6876 | 9772.6876 | 9772.6876 | 9960.3162 | 10123.2396 | 10447.2966 | 10447.2966 | 10437.2966 | 10811.4694 | 9842.2501 | 9750.3816 | 7053.2735 | 8726.6165
NEM | PHES Pump | 1560 | 1560 | 1560 | 1560 | 5598 | 5598 | 5598 | 5598 | 5598 | 5598 | 5598 | 5598 | 5598 | 5598 | 5598 | 5717.8178 | 5843.8845 | 5968.0648 | 5968.0648 | 5968.0648 | 5968.0648 | 5993.3845 | 5993.3845 | 6008.0024 | 6127.8703
NEM | VPP Pump | 332.94 | 383.48 | 428.86 | 483.47 | 574.26 | 684.01 | 812.39 | 958.89 | 1114.57 | 1287.96 | 1491.45 | 1724.7 | 1984.15 | 2264.75 | 2584.75 | 2929.14 | 3299.72 | 3691.47 | 4125.13 | 4583.87 | 5079.9001 | 5604.25 | 6168.3799 | 6763.6701 | 7093.5899
Region | Technology | 2026-27 | 2027-28 | 2028-29 | 2029-30 | 2030-31 | 2031-32 | 2032-33 | 2033-34 | 2034-35 | 2035-36 | 2036-37 | 2037-38 | 2038-39 | 2039-40 | 2040-41 | 2041-42 | 2042-43 | 2043-44 | 2044-45 | 2045-46 | 2046-47 | 2047-48 | 2048-49 | 2049-50 | 2050-51
NSW1 | Grid Battery Pump | 262 | 587 | 587 | 2262 | 2262 | 2262 | 2262 | 2262 | 2262 | 2262 | 2212 | 2212 | 2212 | 2212 | 2212 | 2212 | 2212 | 2212 | 2212 | 2212 | 2212 | 1887 | 1887 | 212 | 212.0006
NSW1 | PHES Pump | 840 | 840 | 840 | 840 | 2880 | 2880 | 2880 | 2880 | 2880 | 2880 | 2880 | 2880 | 2880 | 2880 | 2880 | 2880 | 2880 | 2880 | 2880 | 2880 | 2880 | 2880 | 2880 | 2880 | 2880
NSW1 | VPP Pump | 132.65 | 149.55 | 164.04 | 181.38 | 210.85 | 246.63 | 288.02 | 335.81 | 382.45 | 435.41 | 499.45 | 577.34 | 663.69 | 758.33 | 863.82 | 977.98 | 1100.16 | 1230.46 | 1373.55 | 1525.95 | 1688.98 | 1863.03 | 2049.05 | 2246.63 | 2355.64
Region | Technology | 2026-27 | 2027-28 | 2028-29 | 2029-30 | 2030-31 | 2031-32 | 2032-33 | 2033-34 | 2034-35 | 2035-36 | 2036-37 | 2037-38 | 2038-39 | 2039-40 | 2040-41 | 2041-42 | 2042-43 | 2043-44 | 2044-45 | 2045-46 | 2046-47 | 2047-48 | 2048-49 | 2049-50 | 2050-51
QLD1 | Grid Battery Pump | 258 | 258.0005 | 258.0005 | 709.2317 | 709.2317 | 709.2317 | 709.2317 | 709.2317 | 709.2317 | 709.2317 | 709.2317 | 709.2317 | 709.2317 | 709.2317 | 709.2317 | 990.438 | 1153.3615 | 1502.2752 | 1502.2752 | 1502.2752 | 2047.2286 | 2047.228 | 2656.1594 | 2204.9281 | 3256.1522
QLD1 | PHES Pump | 720 | 720 | 720 | 720 | 2718 | 2718 | 2718 | 2718 | 2718 | 2718 | 2718 | 2718 | 2718 | 2718 | 2718 | 2718 | 2718 | 2718 | 2718 | 2718 | 2718 | 2718 | 2718 | 2718 | 2718
QLD1 | VPP Pump | 51.83 | 64.26 | 76.2 | 90.88 | 112.7 | 140.23 | 171.67 | 208.29 | 249.41 | 295.69 | 348.78 | 407.2 | 471.64 | 541.99 | 622.48 | 711.03 | 804.72 | 904.62 | 1014.77 | 1132.37 | 1260.21 | 1395.14 | 1539.57 | 1693.1801 | 1779.4399
Region | Technology | 2026-27 | 2027-28 | 2028-29 | 2029-30 | 2030-31 | 2031-32 | 2032-33 | 2033-34 | 2034-35 | 2035-36 | 2036-37 | 2037-38 | 2038-39 | 2039-40 | 2040-41 | 2041-42 | 2042-43 | 2043-44 | 2044-45 | 2045-46 | 2046-47 | 2047-48 | 2048-49 | 2049-50 | 2050-51
VIC1 | Grid Battery Pump | 898.1104 | 1542.329 | 2192.329 | 2489.49 | 2489.49 | 2489.49 | 2489.49 | 2434.16 | 6118.6699 | 6118.6699 | 6118.6699 | 6118.6699 | 6118.6699 | 6118.6699 | 6118.6699 | 5818.6699 | 5818.6699 | 5818.6699 | 5818.6699 | 5818.6699 | 5647.8894 | 5003.6708 | 4353.6708 | 4036.5098 | 4036.5099
VIC1 | PHES Pump | 0 | 0 | 0 | 0 | 0 | 0 | 0 | 0 | 0 | 0 | 0 | 0 | 0 | 0 | 0 | 0 | 0 | 0 | 0 | 0 | 0 | 0 | 0 | 0 | 0
VIC1 | VPP Pump | 60.93 | 76.9 | 93.22 | 112.51 | 138.88 | 170.64 | 209.23 | 253.24 | 301.63 | 355.16 | 417.87 | 488.97 | 568.9 | 654.82 | 753.49 | 858.62 | 973.43 | 1093.97 | 1228.34 | 1369.53 | 1522.9601 | 1684.67 | 1860.1099 | 2044.1301 | 2146.02
Region | Technology | 2026-27 | 2027-28 | 2028-29 | 2029-30 | 2030-31 | 2031-32 | 2032-33 | 2033-34 | 2034-35 | 2035-36 | 2036-37 | 2037-38 | 2038-39 | 2039-40 | 2040-41 | 2041-42 | 2042-43 | 2043-44 | 2044-45 | 2045-46 | 2046-47 | 2047-48 | 2048-49 | 2049-50 | 2050-51
SA1 | Grid Battery Pump | 532.0702 | 532.0702 | 532.0702 | 785.786 | 755.786 | 755.786 | 755.786 | 755.786 | 730.786 | 730.786 | 730.786 | 730.786 | 730.786 | 730.786 | 730.786 | 937.2083 | 937.2083 | 912.3515 | 912.3515 | 902.3515 | 902.3513 | 902.3513 | 851.5513 | 597.8356 | 1219.9537
SA1 | PHES Pump | 0 | 0 | 0 | 0 | 0 | 0 | 0 | 0 | 0 | 0 | 0 | 0 | 0 | 0 | 0 | 0 | 0 | 0 | 0 | 0 | 0 | 0 | 0 | 0 | 0
SA1 | VPP Pump | 83.01 | 86.92 | 88.19 | 89.86 | 101.65 | 114.73 | 129.8 | 145.83 | 163.18 | 181.39 | 202.19 | 224.73 | 249.77 | 275.5 | 305.08 | 335.52 | 368.55 | 402.3 | 440.18 | 479.01 | 521.25 | 564.8 | 612.08 | 660.6 | 686.28
Region | Technology | 2026-27 | 2027-28 | 2028-29 | 2029-30 | 2030-31 | 2031-32 | 2032-33 | 2033-34 | 2034-35 | 2035-36 | 2036-37 | 2037-38 | 2038-39 | 2039-40 | 2040-41 | 2041-42 | 2042-43 | 2043-44 | 2044-45 | 2045-46 | 2046-47 | 2047-48 | 2048-49 | 2049-50 | 2050-51
TAS1 | Grid Battery Pump | 2 | 2 | 2 | 2 | 2 | 2 | 2 | 2 | 2 | 2 | 2 | 2 | 2 | 2 | 2 | 2 | 2 | 2 | 2 | 2 | 2 | 2 | 2 | 2 | 2
TAS1 | PHES Pump | 0 | 0 | 0 | 0 | 0 | 0 | 0 | 0 | 0 | 0 | 0 | 0 | 0 | 0 | 0 | 119.8178 | 245.8845 | 370.0648 | 370.0648 | 370.0648 | 370.0648 | 395.3845 | 395.3845 | 410.0024 | 529.8703
TAS1 | VPP Pump | 4.52 | 5.85 | 7.21 | 8.84 | 10.18 | 11.78 | 13.67 | 15.72 | 17.9 | 20.31 | 23.16 | 26.46 | 30.15 | 34.11 | 39.88 | 45.99 | 52.86 | 60.12 | 68.29 | 77.01 | 86.5 | 96.61 | 107.57 | 119.13 | 126.21

## ML2_REZ Generation
Annual sent-out generation by REZ (GWh) - ML2, Progressive Change Scenario
The REZ generation includes generation from the existing, committed and anticipated renewables mapped to the relevant REZs. Does not include generation from renewables not in a REZ.
Non-scheduled generation including Distributed PV is not shown.
Region | REZ | REZ Name | Technology | 2026-27 | 2027-28 | 2028-29 | 2029-30 | 2030-31 | 2031-32 | 2032-33 | 2033-34 | 2034-35 | 2035-36 | 2036-37 | 2037-38 | 2038-39 | 2039-40 | 2040-41 | 2041-42 | 2042-43 | 2043-44 | 2044-45 | 2045-46 | 2046-47 | 2047-48 | 2048-49 | 2049-50 | 2050-51
QLD | Q1 | Far North QLD | Solar | 9.6883e-07 | 1.0702e-06 | 2.2954e-06 | 2.7045e-06 | 2.6704e-06 | 2.5383e-06 | 2.9061e-06 | 2.8122e-06 | 2.469e-06 | 2.4776e-06 | 2.4138e-06 | 2.0969e-06 | 2.3583e-06 | 2.4631e-06 | 2.3537e-06 | 2.5667e-06 | 2.6494e-06 | 2.651e-06 | 2.6181e-06 | 2.5989e-06 | 2.2591e-06 | 2.5084e-06 | 2.5701e-06 | 2.4149e-06 | 2.6468e-06
QLD | Q2 | North Qld Clean Energy Hub | Solar | 172.2416 | 175.0567 | 165.7868 | 157.0746 | 186.1652 | 186.9221 | 206.092 | 188.4959 | 153.3345 | 155.3865 | 159.8111 | 62.3966 | 62.4296 | 62.1896 | 62.299 | 63.0811 | 66.106 | 70.1089 | 70.8687 | 73.4316 | 40.282 | 41.2929 | 2.2259e-06 | 2.2123e-06 | 2.3072e-06
QLD | Q3 | Northern Qld | Solar | 922.6426 | 924.4041 | 837.6525 | 859.456 | 1089.2026 | 1060.7503 | 1169.7144 | 1138.4709 | 1501.6035 | 1478.8032 | 1501.608 | 1420.7824 | 1501.4897 | 1517.7019 | 1497.268 | 1627.7219 | 1446.564 | 1277.4772 | 1269.4827 | 1276.5269 | 1141.4522 | 996.1326 | 1641.6601 | 1509.8418 | 1518.9263
QLD | Q4 | Isaac | Solar | 1234.1085 | 1236.0446 | 1127.3199 | 1171.9665 | 1465.0582 | 1477.9877 | 1577.9743 | 2761.2831 | 2114.6384 | 2133.892 | 2156.6511 | 2058.8547 | 2177.7193 | 2127.8261 | 2207.2666 | 2350.3828 | 2478.3553 | 2593.0952 | 2566.2709 | 2559.4386 | 2351.0765 | 2521.8967 | 1464.4961 | 1156.0288 | 1267.0294
QLD | Q5 | Barcaldine | Solar | 29.1255 | 30.0323 | 27.6422 | 25.3195 | 29.5633 | 29.9508 | 33.1976 | 29.4865 | 130.345 | 134.4127 | 141.0813 | 136.9498 | 136.235 | 137.5128 | 142.6799 | 145.2088 | 153.1796 | 134.2784 | 137.0159 | 143.0888 | 131.0365 | 133.0222 | 129.9842 | 124.2995 | 139.3348
QLD | Q6 | Fitzroy | Solar | 716.5855 | 726.7421 | 606.6444 | 643.1255 | 788.4216 | 827.7079 | 867.7822 | 2327.8662 | 7208.2311 | 6897.1488 | 7163.655 | 6508.1932 | 6947.0571 | 6640.75 | 7253.3639 | 7642.4389 | 8325.155 | 8745.0955 | 8727.8875 | 8873.9329 | 7648.5163 | 8358.9118 | 7989.3974 | 8236.3108 | 8909.5219
QLD | Q7 | Wide Bay | Solar | 953.0939 | 985.6276 | 844.0805 | 895.2309 | 1176.3481 | 1253.4491 | 1211.4469 | 1156.9723 | 1048.445 | 1018.7192 | 1066.3726 | 1000.7389 | 1027.2944 | 1003.9492 | 1097.052 | 1139.9042 | 1226.9399 | 1314.5882 | 1283.9743 | 1317.945 | 1217.7292 | 1255.443 | 1172.0418 | 1079.8842 | 1199.6973
QLD | Q8 | Darling Downs | Solar | 2613.8069 | 2725.6884 | 2390.7295 | 3750.0252 | 4856.3666 | 5135.3349 | 4889.5913 | 4712.034 | 6614.5637 | 6501.2998 | 6560.3203 | 5933.6102 | 6117.1173 | 6052.7642 | 6527.0738 | 6648.6287 | 7125.2308 | 7709.8877 | 7727.848 | 7803.3047 | 5580.0685 | 5916.7742 | 5747.2363 | 5724.4427 | 6091.9426
QLD | Q9 | Banana | Solar | 9.8629e-07 | 1.1384e-06 | 1.0018e-05 | 1114.0715 | 1457.9514 | 1574.8982 | 1506.7278 | 1432.9746 | 1131.5961 | 1104.377 | 1144.08 | 1042.5309 | 1105.5096 | 1069.9993 | 1187.6992 | 1213.7095 | 1318.7146 | 1446.8192 | 1436.2859 | 1467.5319 | 1290.1215 | 2558.999 | 7564.869 | 8023.9966 | 8746.119
NSW | N1 | North West NSW | Solar | 501.1614 | 493.2384 | 401.0337 | 453.0673 | 516.1547 | 518.2007 | 510.1351 | 497.9017 | 476.5974 | 497.4962 | 517.4403 | 480.4266 | 484.8297 | 512.298 | 522.8331 | 531.9491 | 533.6697 | 533.9484 | 547.0665 | 550.7359 | 457.9849 | 466.3407 | 496.2181 | 480.1531 | 484.5088
NSW | N2 | New England | Solar | 1414.2173 | 1370.4557 | 1148.31 | 1329.2246 | 1502.6359 | 1564.8668 | 1561.5175 | 1606.584 | 1468.2855 | 1584.3537 | 1632.3016 | 1360.5526 | 1417.0382 | 1527.2348 | 1611.8591 | 1590.6065 | 1660.8553 | 1548.3528 | 1632.4933 | 1634.0033 | 1329.2081 | 1362.516 | 1466.1989 | 1478.6529 | 1453.2818
NSW | N3 | Central-West Orana | Solar | 2743.0628 | 2899.5543 | 4271.6293 | 4915.9593 | 5655.9843 | 5577.7043 | 5599.324 | 5488.8044 | 5157.3417 | 5516.5278 | 5708.1531 | 4963.0811 | 5073.5575 | 5546.6026 | 5532.0842 | 5687.4413 | 5438.8684 | 5403.2107 | 5700.2627 | 5584.4615 | 4694.1957 | 5901.8086 | 6321.3714 | 5551.7724 | 5567.7665
NSW | N4 | Broken Hill | Solar | 490.3912 | 497.4107 | 405.7624 | 462.2397 | 510.1917 | 501.3376 | 511.1282 | 471.7625 | 479.8716 | 486.9801 | 521.142 | 489.5376 | 494.302 | 506.0373 | 506.544 | 532.8822 | 508.5079 | 463.4406 | 462.8718 | 481.0694 | 667.6351 | 673.103 | 688.9106 | 645.3532 | 679.0381
NSW | N5 | South West NSW | Solar | 3568.6289 | 5282.4434 | 4485.1288 | 5280.6278 | 5803.6531 | 5556.3124 | 5861.1076 | 5595.5499 | 5275.7251 | 5491.2102 | 5775.1241 | 5416.8441 | 5578.5203 | 5721.2885 | 5556.4097 | 5993.4135 | 5829.8514 | 5535.6034 | 5722.4303 | 5801.8973 | 5091.9096 | 5177.2819 | 5260.8416 | 4128.2198 | 3841.6846
NSW | N6 | Wagga Wagga | Solar | 3576.5229 | 3518.5588 | 2862.478 | 3318.7101 | 3746.3509 | 3520.9525 | 3736.5432 | 3627.1324 | 3378.1955 | 3500.9546 | 3693.6744 | 3323.6487 | 3485.5902 | 3647.1397 | 3480.759 | 3778.9251 | 3740.984 | 3680.1523 | 3803.4904 | 3862.257 | 3366.6265 | 3489.9904 | 3615.8221 | 3304.8407 | 3227.7014
NSW | N7 | Tumut | Solar | 0 | 0 | 0 | 0 | 0 | 0 | 0 | 0 | 0 | 0 | 0 | 0 | 0 | 0 | 0 | 0 | 0 | 0 | 0 | 0 | 0 | 0 | 0 | 0 | 0
NSW | N8 | Cooma-Monaro | Solar | 0 | 0 | 0 | 0 | 0 | 0 | 0 | 0 | 0 | 0 | 0 | 0 | 0 | 0 | 0 | 0 | 0 | 0 | 0 | 0 | 0 | 0 | 0 | 0 | 0
NSW | N9 | Hunter-Central Coast | Solar | 0 | 0 | 0 | 0 | 0 | 0 | 0 | 0 | 0 | 0 | 0 | 0 | 0 | 0 | 0 | 0 | 0 | 0 | 0 | 0 | 0 | 0 | 0 | 0 | 0
VIC | V1 | Ovens Murray | Solar | 8.8639e-07 | 1.0231e-06 | 1.28e-06 | 4.4461e-05 | 4.7957e-05 | 4.3379e-05 | 4.911e-05 | 4.7583e-05 | 4.1138e-05 | 4.0858e-05 | 4.1625e-05 | 3.828e-05 | 3.8998e-05 | 4.114e-05 | 3.7533e-05 | 4.2137e-05 | 4.2507e-05 | 4.2308e-05 | 4.295e-05 | 4.4455e-05 | 3.9902e-05 | 4.108e-05 | 4.2758e-05 | 3.8365e-05 | 4.4475e-05
VIC | V2 | Murray River | Solar | 1257.8011 | 1340.3755 | 1394.4938 | 2976.0463 | 3049.6047 | 2974.8962 | 3116.579 | 2984.6453 | 6657.2244 | 6384.3007 | 6755.3613 | 6068.0625 | 6328.2402 | 6303.6562 | 6133.0379 | 6531.5599 | 6493.8412 | 6846.3748 | 7109.4922 | 7527.6713 | 6524.012 | 7010.1479 | 6643.8984 | 5958.8741 | 6110.979
VIC | V3 | Western Victoria | Solar | 8.6234e-07 | 1.0211e-06 | 1.1019e-06 | 2.178e-05 | 2.2321e-05 | 2.1231e-05 | 2.3235e-05 | 2.2997e-05 | 2.0127e-05 | 2.0031e-05 | 2.0738e-05 | 1.7615e-05 | 1.8817e-05 | 1.9338e-05 | 1.8501e-05 | 1.9986e-05 | 2.0606e-05 | 2.0713e-05 | 2.096e-05 | 2.2137e-05 | 1.832e-05 | 1.9874e-05 | 2.0088e-05 | 1.9886e-05 | 2.4958e-05
VIC | V4 | South West Victoria | Solar | 0 | 0 | 0 | 0 | 0 | 0 | 0 | 0 | 0 | 0 | 0 | 0 | 0 | 0 | 0 | 0 | 0 | 0 | 0 | 0 | 0 | 0 | 0 | 0 | 0
VIC | V5 | Gippsland | Solar | 112.019 | 108.7779 | 102.5482 | 116.6177 | 125.6238 | 120.7605 | 119.5529 | 123.288 | 120.1828 | 114.9875 | 117.1216 | 98.9192 | 103.7307 | 106.8785 | 103.8813 | 104.3517 | 110.4955 | 123.2721 | 126.6406 | 130.45 | 108.4397 | 115.0368 | 114.9645 | 111.9156 | 113.8394
VIC | V6 | Central North VIC | Solar | 1007.5061 | 1007.069 | 1048.3339 | 1536.6226 | 1579.0134 | 1531.3888 | 1606.8643 | 1561.5321 | 1375.1169 | 1337.2171 | 1401.7759 | 1288.2481 | 1354.4682 | 1333.0378 | 1308.1907 | 1390.1831 | 1398.1986 | 1417.7112 | 1313.5687 | 1390.982 | 1226.0152 | 1329.8594 | 1265.8724 | 1245.2559 | 1319.1348
SA | S1 | South East SA | Solar | 717.3188 | 886.4128 | 774.128 | 870.4617 | 860.203 | 864.4394 | 854.9904 | 858.0398 | 850.4387 | 869.5161 | 918.3106 | 807.7222 | 882.7963 | 871.0703 | 875.6728 | 861.8381 | 871.5816 | 804.9464 | 750.1644 | 792.23 | 670.7454 | 690.4055 | 651.7868 | 453.2594 | 518.363
SA | S2 | Riverland | Solar | 87.8617 | 110.4524 | 90.3936 | 99.9145 | 103.4196 | 92.7069 | 92.6324 | 92.8264 | 92.2384 | 91.4484 | 99.0359 | 82.9977 | 88.3086 | 90.4615 | 91.4664 | 74.919 | 74.0686 | 69.6513 | 64.6656 | 57.1601 | 47.2801 | 48.184 | 47.1383 | 45.0509 | 50.9185
SA | S3 | Mid-North SA | Solar | 1.0018e-06 | 1.1939e-06 | 1.4381e-06 | 9.0923e-06 | 9.3558e-06 | 9.121e-06 | 9.6065e-06 | 9.5064e-06 | 8.5247e-06 | 8.1071e-06 | 8.5985e-06 | 7.7147e-06 | 8.1249e-06 | 8.4297e-06 | 8.2232e-06 | 8.7262e-06 | 1.3837e-05 | 2.981e-05 | 2.824e-05 | 3.0731e-05 | 2.9333e-05 | 4.1575e-05 | 4.5401e-05 | 4.3595e-05 | 5.2405e-05
SA | S4 | Yorke Peninsula | Solar | 0 | 0 | 0 | 0 | 0 | 0 | 0 | 0 | 0 | 0 | 0 | 0 | 0 | 0 | 0 | 0 | 0 | 0 | 0 | 0 | 0 | 0 | 0 | 0 | 0
SA | S5 | Northern SA | Solar | 590.1605 | 754.4063 | 708.0443 | 734.2242 | 734.6657 | 770.4121 | 748.8061 | 700.1577 | 698.2118 | 704.8029 | 756.012 | 719.0765 | 733.9832 | 724.8951 | 763.6546 | 776.6144 | 731.3142 | 693.5179 | 155.78 | 152.6492 | 141.9954 | 5.0692e-05 | 5.0581e-05 | 4.8606e-05 | 7.0903e-05
SA | S6 | Leigh Creek | Solar | 1.2517e-06 | 1.4468e-06 | 1.9576e-06 | 4.4616e-05 | 4.6804e-05 | 4.7169e-05 | 4.8511e-05 | 4.5856e-05 | 4.2574e-05 | 4.0991e-05 | 4.3485e-05 | 4.0071e-05 | 4.129e-05 | 4.1785e-05 | 4.2579e-05 | 4.3993e-05 | 4.3119e-05 | 2912.2747 | 4631.5806 | 4887.8867 | 4136.9023 | 4064.2 | 4037.2134 | 3975.3933 | 4462.522
SA | S7 | Roxby Downs | Solar | 1.0501e-06 | 1.2289e-06 | 1.591e-06 | 1.3048e-05 | 1.3463e-05 | 1.3482e-05 | 1.3735e-05 | 1.3236e-05 | 1.2442e-05 | 1.175e-05 | 1.2407e-05 | 1.1368e-05 | 1.1793e-05 | 1.2137e-05 | 1.224e-05 | 1.2478e-05 | 1.5761e-05 | 4.477e-05 | 5.2273e-05 | 5.6462e-05 | 5.0047e-05 | 6.6872e-05 | 9.693e-05 | 9.5502e-05 | 9.8477e-05
SA | S8 | Eastern Eyre Peninsula | Solar | 8.7059e-07 | 1.0628e-06 | 1.1864e-06 | 6.2232e-06 | 6.4281e-06 | 6.1028e-06 | 6.3661e-06 | 6.3561e-06 | 5.9109e-06 | 5.4833e-06 | 5.8936e-06 | 5.0558e-06 | 5.4713e-06 | 5.8082e-06 | 5.5393e-06 | 5.8646e-06 | 9.6175e-06 | 1.8217e-05 | 1.6692e-05 | 1.842e-05 | 1.5397e-05 | 2.1759e-05 | 2.463e-05 | 2.3226e-05 | 2.8012e-05
SA | S9 | Western Eyre Peninsula | Solar | 8.2524e-07 | 9.5559e-07 | 1.1582e-06 | 5.4986e-06 | 5.5426e-06 | 5.4259e-06 | 5.6968e-06 | 5.575e-06 | 5.0753e-06 | 4.7215e-06 | 4.9552e-06 | 4.5058e-06 | 4.7277e-06 | 4.9803e-06 | 4.915e-06 | 5.7421e-06 | 8.6472e-06 | 1.3211e-05 | 1.4236e-05 | 1.545e-05 | 1.4065e-05 | 1.7998e-05 | 2.2621e-05 | 2.3846e-05 | 3.316e-05
TAS | T1 | North East Tasmania | Solar | 6.8634e-07 | 7.5544e-07 | 7.8526e-07 | 9.4255e-07 | 1.0698e-06 | 1.1761e-06 | 1.4572e-06 | 1.8848e-06 | 1.8286e-06 | 1.9102e-06 | 1.9624e-06 | 2.0281e-06 | 2.1005e-06 | 2.3247e-06 | 2.2748e-06 | 3.027e-06 | 4.2253e-06 | 5.0156e-06 | 5.8129e-06 | 5.7143e-06 | 6.3609e-06 | 6.6757e-06 | 9.4123e-06 | 8.7765e-06 | 1.0489e-05
TAS | T2 | North West Tasmania | Solar | 2.1146e-06 | 2.8139e-06 | 3.133e-06 | 4.5764e-06 | 4.8398e-06 | 7.0911e-06 | 8.8307e-06 | 9.9125e-06 | 8.5244e-06 | 8.4997e-06 | 8.4208e-06 | 7.4448e-06 | 7.9252e-06 | 1.3044e-05 | 1.223e-05 | 1.2573e-05 | 1.4489e-05 | 1.3751e-05 | 1.3814e-05 | 1.3957e-05 | 1.2318e-05 | 1.3161e-05 | 1.3456e-05 | 1.2449e-05 | 1.2916e-05
TAS | T3 | Central Highlands | Solar | 6.2718e-07 | 7.1585e-07 | 7.1103e-07 | 8.3741e-07 | 9.7768e-07 | 1.1149e-06 | 1.3588e-06 | 1.7622e-06 | 1.6789e-06 | 1.7494e-06 | 1.8734e-06 | 1.8758e-06 | 1.8771e-06 | 2.1387e-06 | 2.2046e-06 | 2.8995e-06 | 4.0408e-06 | 4.4593e-06 | 5.2098e-06 | 5.2844e-06 | 5.8422e-06 | 5.8321e-06 | 8.416e-06 | 8.4997e-06 | 9.9478e-06
Region | REZ | REZ Name | Technology | 2026-27 | 2027-28 | 2028-29 | 2029-30 | 2030-31 | 2031-32 | 2032-33 | 2033-34 | 2034-35 | 2035-36 | 2036-37 | 2037-38 | 2038-39 | 2039-40 | 2040-41 | 2041-42 | 2042-43 | 2043-44 | 2044-45 | 2045-46 | 2046-47 | 2047-48 | 2048-49 | 2049-50 | 2050-51
QLD | Q1 | Far North QLD | Wind | 1080.2684 | 1139.9758 | 2109.2158 | 2828.0203 | 3065.3036 | 3130.381 | 3140.047 | 2679.768 | 2676.1009 | 2782.1266 | 2755.2624 | 2752.6687 | 2904.5684 | 2914.4401 | 3016.9242 | 2898.092 | 2586.3404 | 2443.3423 | 2552.5735 | 2474.8938 | 2394.0247 | 2525.9313 | 1844.059 | 1878.1738 | 1867.3969
QLD | Q2 | North Qld Clean Energy Hub | Wind | 130.2449 | 134.4393 | 106.176 | 96.987 | 111.2907 | 117.4795 | 125.9786 | 112.3287 | 117.9063 | 124.9564 | 129.0444 | 108.0362 | 105.3593 | 116.7012 | 125.5216 | 124.8936 | 115.7322 | 128.0898 | 136.5809 | 141.0954 | 109.8745 | 106.9793 | 117.4941 | 120.5985 | 123.3138
QLD | Q3 | Northern Qld | Wind | 0 | 0 | 0 | 0 | 0 | 0 | 0 | 0 | 0 | 0 | 0 | 0 | 0 | 0 | 0 | 0 | 0 | 0 | 0 | 0 | 0 | 0 | 0 | 0 | 0
QLD | Q4 | Isaac | Wind | 1087.4141 | 1031.6473 | 1064.7695 | 3510.8743 | 3876.16 | 4135.5318 | 3988.1653 | 3763.7159 | 3651.8524 | 3626.5529 | 3569.8392 | 3653.1931 | 3612.6457 | 3803.2247 | 4088.3759 | 3803.4003 | 3701.3443 | 3839.4049 | 3829.189 | 3752.5698 | 3806.3752 | 3765.9853 | 3917.0195 | 6594.507 | 6179.2272
QLD | Q5 | Barcaldine | Wind | 1.6786e-06 | 1.6683e-06 | 4.1101e-06 | 5.8082e-05 | 6.1629e-05 | 5.7111e-05 | 6.7291e-05 | 6.2353e-05 | 5.5453e-05 | 5.4789e-05 | 5.4032e-05 | 5.7296e-05 | 5.4975e-05 | 6.0074e-05 | 5.9019e-05 | 6.2831e-05 | 6.2835e-05 | 0.00023371 | 0.0002388 | 0.00022998 | 231.3967 | 220.649 | 240.1223 | 228.3315 | 254.6798
QLD | Q6 | Fitzroy | Wind | 1.9072e-06 | 2.065e-06 | 7.7241e-06 | 2606.5024 | 2703.7424 | 2694.1619 | 2805.8787 | 2616.94 | 2560.8215 | 2448.0083 | 2399.5837 | 2695.6526 | 2698.7263 | 2638.348 | 2640.1392 | 2693.0757 | 2594.7625 | 2696.269 | 2582.2331 | 2527.5355 | 3775.666 | 3768.866 | 3646.911 | 4329.6484 | 4535.5451
QLD | Q7 | Wide Bay | Wind | 1.5703e-06 | 1.5462e-06 | 4.8438e-06 | 167.2381 | 179.3612 | 167.1928 | 172.7721 | 161.4589 | 150.3459 | 153.2196 | 142.0099 | 165.8352 | 168.3218 | 167.7622 | 155.6382 | 164.4962 | 159.8625 | 158.5207 | 162.3883 | 149.967 | 175.8319 | 177.4418 | 173.965 | 161.2307 | 173.955
QLD | Q8 | Darling Downs | Wind | 4890.6458 | 5162.849 | 5072.739 | 12556.0089 | 13590.6782 | 12768.971 | 13588.2852 | 12914.7834 | 12191.0056 | 12504.7996 | 12635.3977 | 13032.8661 | 12536.4238 | 12717.8771 | 11873.3856 | 12901.8121 | 12526.8226 | 12673.488 | 11925.5717 | 11890.2276 | 12482.3201 | 11978.4864 | 12022.8748 | 11327.9711 | 12489.1166
QLD | Q9 | Banana | Wind | 1.5192e-06 | 1.5429e-06 | 3.8032e-06 | 0.00012427 | 0.00012862 | 0.000117 | 0.00012973 | 0.00012044 | 0.00011126 | 0.00010878 | 0.00010931 | 0.00011881 | 0.00011862 | 0.00011854 | 0.00011338 | 0.00012373 | 0.0001184 | 0.00012605 | 0.00012405 | 0.00012283 | 0.00062032 | 0.00060257 | 0.00059405 | 0.00056166 | 2277.5326
NSW | N1 | North West NSW | Wind | 0 | 0 | 0 | 0 | 0 | 0 | 0 | 0 | 0 | 0 | 0 | 0 | 0 | 0 | 0 | 0 | 0 | 0 | 0 | 0 | 0 | 0 | 0 | 0 | 0
NSW | N2 | New England | Wind | 1251.3886 | 2081.8589 | 5918.8446 | 7326.7348 | 7828.929 | 7510.8707 | 7997.477 | 7680.8517 | 7518.6303 | 7749.482 | 8133.1708 | 8440.0819 | 7148.8829 | 7487.8447 | 7190.9708 | 7508.3453 | 7316.9217 | 6555.8389 | 11940.8762 | 12069.8985 | 18845.7281 | 17000.7922 | 17547.2964 | 16272.13 | 19503.2095
NSW | N3 | Central-West Orana | Wind | 1868.5822 | 1812.2279 | 2009.2412 | 4224.9516 | 4350.6487 | 4221.0061 | 4445.674 | 4306.3642 | 4226.0604 | 4468.8193 | 4682.8122 | 4662.8231 | 4309.9311 | 4331.8977 | 4219.6716 | 4502.1792 | 4382.0235 | 4410.1957 | 4656.2368 | 4795.2815 | 4669.0443 | 4298.4467 | 4285.7089 | 3790.2196 | 4017.4442
NSW | N4 | Broken Hill | Wind | 640.4151 | 629.564 | 585.7397 | 617.3233 | 646.1468 | 652.6588 | 628.3917 | 594.6335 | 593.3151 | 632.2003 | 635.138 | 609.0083 | 630.3778 | 645.6592 | 652.7263 | 635.1527 | 601.9185 | 4.9957e-05 | 5.1513e-05 | 9.0608e-05 | 8.1612e-05 | 0.00011231 | 0.00010779 | 0.00018841 | 0.00018225
NSW | N5 | South West NSW | Wind | 4.4476e-06 | 8.7203e-06 | 7.3185e-06 | 4.2247e-05 | 4.0277e-05 | 4.2241e-05 | 4.0048e-05 | 4.0194e-05 | 3.5722e-05 | 3.6164e-05 | 3.9258e-05 | 3.3759e-05 | 3.6766e-05 | 3.6444e-05 | 3.9342e-05 | 3.6747e-05 | 4.7829e-05 | 5.0313e-05 | 5.3285e-05 | 7.0225e-05 | 5.7242e-05 | 6.5636e-05 | 6.7813e-05 | 0.0001304 | 0.00011855
NSW | N6 | Wagga Wagga | Wind | 3.6894e-06 | 6.9083e-06 | 6.7692e-06 | 2.4876e-05 | 2.2095e-05 | 2.3283e-05 | 2.3432e-05 | 2.3546e-05 | 1.9163e-05 | 1.9638e-05 | 2.1043e-05 | 2.0293e-05 | 2.072e-05 | 1.9847e-05 | 2.1546e-05 | 2.1422e-05 | 2.805e-05 | 2.6729e-05 | 3.0683e-05 | 3.8517e-05 | 3.456e-05 | 3.8596e-05 | 3.6229e-05 | 6.6111e-05 | 6.3805e-05
NSW | N7 | Tumut | Wind | 0 | 0 | 0 | 0 | 0 | 0 | 0 | 0 | 0 | 0 | 0 | 0 | 0 | 0 | 0 | 0 | 0 | 0 | 0 | 0 | 0 | 0 | 0 | 0 | 0
NSW | N8 | Cooma-Monaro | Wind | 319.3681 | 926.0468 | 1153.8629 | 1145.2073 | 1262.8946 | 1298.8382 | 1170.9447 | 1198.9549 | 1165.2679 | 1243.5533 | 1211.5484 | 1229.5296 | 1178.8692 | 1264.2383 | 966.7769 | 899.6098 | 946.1064 | 943.7473 | 993.3825 | 986.5477 | 973.3946 | 1129.5288 | 1203.8059 | 1210.4034 | 1119.5183
NSW | N9 | Hunter-Central Coast | Wind | 1011.4926 | 973.8673 | 1454.1272 | 1923.4331 | 2193.5206 | 2154.378 | 2120.2873 | 2154.607 | 2064.6107 | 2210.5341 | 2198.3553 | 2154.3634 | 1997.1464 | 2176.6851 | 2155.9131 | 2169.4001 | 2239.8139 | 2235.9759 | 2353.4928 | 3135.074 | 3125.4156 | 2824.9333 | 3028.3987 | 2895.8936 | 4117.7321
VIC | V1 | Ovens Murray | Wind | 0 | 0 | 0 | 0 | 0 | 0 | 0 | 0 | 0 | 0 | 0 | 0 | 0 | 0 | 0 | 0 | 0 | 0 | 0 | 0 | 0 | 0 | 0 | 0 | 0
VIC | V2 | Murray River | Wind | 0 | 0 | 0 | 0 | 0 | 0 | 0 | 0 | 0 | 0 | 0 | 0 | 0 | 0 | 0 | 0 | 0 | 0 | 0 | 0 | 0 | 0 | 0 | 0 | 0
VIC | V3 | Western Victoria | Wind | 4828.2791 | 5049.5539 | 4847.3322 | 7527.9353 | 7213.2903 | 7970.1494 | 7104.7317 | 7085.3011 | 6419.1281 | 6631.4573 | 6919.3797 | 6249.5032 | 6595.6571 | 6374.836 | 7062.3283 | 6321.4569 | 6307.5109 | 6143.6083 | 5279.8719 | 5532.6733 | 4898.9156 | 4635.8338 | 4401.5302 | 3176.703 | 2887.3764
VIC | V4 | South West Victoria | Wind | 8996.2793 | 9332.9888 | 8656.2165 | 9376.0377 | 9091.8212 | 10262.4897 | 8831.9202 | 8881.5395 | 8996.6904 | 9247.3351 | 9671.2438 | 8478.1068 | 8045.1231 | 7701.2384 | 8117.5815 | 7038.8233 | 7164.9665 | 7011.2358 | 7417.1542 | 4862.8355 | 4238.6709 | 4010.9965 | 3803.6866 | 4318.246 | 3723.9842
VIC | V5 | Gippsland | Wind | 1.951e-06 | 2.6478e-06 | 3.2198e-06 | 4.9388e-05 | 4.6051e-05 | 4.8627e-05 | 4.8045e-05 | 4.6958e-05 | 4.2791e-05 | 4.0104e-05 | 4.6461e-05 | 4.0122e-05 | 4.1308e-05 | 3.8732e-05 | 4.1155e-05 | 3.9005e-05 | 3.9559e-05 | 4.0291e-05 | 3.9532e-05 | 4.6438e-05 | 4.0866e-05 | 5.5956e-05 | 5.3121e-05 | 6.3271e-05 | 5.8893e-05
VIC | V6 | Central North VIC | Wind | 1.7611e-06 | 2.0689e-06 | 2.5363e-06 | 4.2682e-05 | 3.988e-05 | 4.0869e-05 | 4.437e-05 | 4.3655e-05 | 3.6193e-05 | 3.7651e-05 | 3.917e-05 | 3.4743e-05 | 3.6729e-05 | 3.5034e-05 | 3.6823e-05 | 3.8178e-05 | 3.9186e-05 | 3.5172e-05 | 3.7906e-05 | 3.9967e-05 | 3.5034e-05 | 4.3819e-05 | 4.1822e-05 | 6.4918e-05 | 9.5659e-05
SA | S1 | South East SA | Wind | 676.3202 | 771.6998 | 633.251 | 668.2453 | 654.905 | 801.3507 | 686.8374 | 666.7439 | 693.8398 | 465.3106 | 486.2293 | 408.5713 | 80.616 | 79.3598 | 3.1017e-05 | 5.3981e-05 | 0.00020224 | 0.00029369 | 0.000329 | 0.00035288 | 0.00030189 | 0.00047422 | 0.00043912 | 0.00056964 | 0.00051699
SA | S2 | Riverland | Wind | 1.582e-06 | 1.7337e-06 | 1.8273e-06 | 1.0309e-05 | 9.1934e-06 | 9.5786e-06 | 9.0741e-06 | 9.3977e-06 | 8.1379e-06 | 8.983e-06 | 8.8979e-06 | 7.7774e-06 | 8.5915e-06 | 9.7966e-06 | 1.3097e-05 | 1.6353e-05 | 2.3135e-05 | 2.1955e-05 | 3.0765e-05 | 3.1159e-05 | 2.5772e-05 | 3.3589e-05 | 3.3254e-05 | 4.3161e-05 | 3.8122e-05
SA | S3 | Mid-North SA | Wind | 5202.1683 | 5679.4516 | 5246.4738 | 5307.867 | 5367.0833 | 5814.6119 | 5138.0562 | 5003.0532 | 4660.7021 | 5111.5555 | 4524.1652 | 4186.4276 | 4273.8855 | 3293.3123 | 3565.5227 | 3248.6491 | 4223.6583 | 3339.9812 | 3723.7025 | 4104.6582 | 3605.6041 | 3630.8126 | 3577.7823 | 3804.0113 | 3536.863
SA | S4 | Yorke Peninsula | Wind | 224.7518 | 259.543 | 251.316 | 254.7013 | 243.9368 | 3.145e-05 | 2.8938e-05 | 3.0277e-05 | 2.5651e-05 | 2.8091e-05 | 2.7417e-05 | 2.6025e-05 | 2.7353e-05 | 2.6725e-05 | 3.2728e-05 | 5.4198e-05 | 9.1537e-05 | 8.3777e-05 | 0.00017748 | 0.00017239 | 0.00015663 | 0.0001982 | 0.00018737 | 0.00027042 | 0.0002353
SA | S5 | Northern SA | Wind | 1238.5067 | 1387.3005 | 1282.5361 | 1295.3568 | 1334.3181 | 1372.7837 | 1232.8647 | 1278.6384 | 1247.0564 | 1360.2058 | 1397.9309 | 1296.2162 | 1321.4773 | 1349.6896 | 1388.6702 | 1265.3873 | 1299.2043 | 1259.4884 | 1328.915 | 625.5214 | 508.4125 | 498.9819 | 510.3235 | 553.1735 | 515.984
SA | S6 | Leigh Creek | Wind | 2.2943e-06 | 2.6521e-06 | 4.9494e-06 | 1976.9663 | 2011.1999 | 2063.8264 | 1962.758 | 1909.7393 | 1811.987 | 1954.2356 | 1940.9858 | 2055.6108 | 2010.838 | 2028.3985 | 2080.9335 | 2000.1013 | 1934.8911 | 1827.1041 | 1909.3995 | 1884.7838 | 3999.6534 | 5845.5051 | 5795.1903 | 5851.9574 | 5814.5371
SA | S7 | Roxby Downs | Wind | 0 | 0 | 0 | 0 | 0 | 0 | 0 | 0 | 0 | 0 | 0 | 0 | 0 | 0 | 0 | 0 | 0 | 0 | 0 | 0 | 0 | 0 | 0 | 0 | 0
SA | S8 | Eastern Eyre Peninsula | Wind | 307.6363 | 341.6631 | 354.9564 | 348.0959 | 183.5132 | 177.4945 | 147.675 | 149.8904 | 149.8112 | 5.4619e-05 | 5.2891e-05 | 5.2804e-05 | 5.468e-05 | 5.3478e-05 | 5.9969e-05 | 9.9472e-05 | 0.00012283 | 0.0001129 | 255.1079 | 241.0363 | 227.9267 | 227.5143 | 221.295 | 568.1481 | 515.7146
SA | S9 | Western Eyre Peninsula | Wind | 1.998e-06 | 2.1453e-06 | 2.8038e-06 | 2.6197e-05 | 2.4756e-05 | 2.6947e-05 | 2.5729e-05 | 2.5612e-05 | 2.0993e-05 | 2.2742e-05 | 2.2305e-05 | 2.2294e-05 | 2.2942e-05 | 2.2816e-05 | 2.593e-05 | 4.092e-05 | 4.1796e-05 | 3.7907e-05 | 7.5529e-05 | 7.42e-05 | 6.9397e-05 | 7.0118e-05 | 6.7289e-05 | 0.00013884 | 0.0008334
TAS | T1 | North East Tasmania | Wind | 519.3825 | 518.5545 | 487.2885 | 407.268 | 390.7902 | 426.5833 | 412.8725 | 417.4176 | 440.2546 | 394.8694 | 421.753 | 383.3543 | 351.4692 | 320.9839 | 349.1568 | 354.3913 | 371.0236 | 426.4298 | 408.2756 | 432.0127 | 406.8376 | 397.8436 | 370.0584 | 421.7398 | 0.00041764
TAS | T2 | North West Tasmania | Wind | 701.739 | 666.2025 | 625.3314 | 548.481 | 616.061 | 718.9187 | 713.5149 | 677.7559 | 680.9529 | 690.2634 | 1157.5941 | 1393.8226 | 1750.2944 | 1847.6118 | 1973.5564 | 2159.1739 | 2149.1194 | 2340.9401 | 2462.2179 | 2565.3149 | 2430.8577 | 2467.5936 | 2238.2171 | 2470.3365 | 2184.3682
TAS | T3 | Central Highlands | Wind | 1782.4496 | 3094.9551 | 3358.4667 | 5078.0102 | 5021.7437 | 5511.3066 | 5682.3953 | 5709.1825 | 5842.4617 | 5661.819 | 6145.9515 | 5873.3993 | 5932.1281 | 5164.0282 | 5169.2136 | 5530.1224 | 5699.1294 | 6187.9676 | 5973.0821 | 6669.7418 | 6524.3138 | 6973.0382 | 6296.0691 | 6595.7743 | 6845.521
Region | REZ | REZ Name | Technology | 2026-27 | 2027-28 | 2028-29 | 2029-30 | 2030-31 | 2031-32 | 2032-33 | 2033-34 | 2034-35 | 2035-36 | 2036-37 | 2037-38 | 2038-39 | 2039-40 | 2040-41 | 2041-42 | 2042-43 | 2043-44 | 2044-45 | 2045-46 | 2046-47 | 2047-48 | 2048-49 | 2049-50 | 2050-51
NSW | O1 | Hunter Coast | Offshore Wind | 7.7969e-07 | 1.0074e-06 | 1.1227e-06 | 1.6309e-06 | 1.4115e-06 | 1.2723e-06 | 1.3338e-06 | 1.3757e-06 | 1.2935e-06 | 1.2154e-06 | 1.2581e-06 | 1.3446e-06 | 1.1395e-06 | 1.3119e-06 | 1.2845e-06 | 1.5671e-06 | 1.9508e-06 | 2.2118e-06 | 2.0767e-06 | 2.454e-06 | 2.7818e-06 | 2.3402e-06 | 3.0063e-06 | 2.781e-06 | 3.327e-06
NSW | O2 | Illawarra Coast | Offshore Wind | 3.5993e-06 | 5.6927e-06 | 6.2719e-06 | 7.2637e-06 | 6.4305e-06 | 6.433e-06 | 6.351e-06 | 6.338e-06 | 5.492e-06 | 5.4954e-06 | 5.2894e-06 | 5.875e-06 | 5.4741e-06 | 5.8348e-06 | 6.0634e-06 | 6.1743e-06 | 6.5936e-06 | 6.8618e-06 | 7.168e-06 | 7.3964e-06 | 9.6182e-06 | 8.9293e-06 | 1.0432e-05 | 1.2008e-05 | 1.3137e-05
VIC | O3 | Gippsland Coast | Offshore Wind | 1.4931e-06 | 1.5941e-06 | 1496.497 | 7804.857 | 7772.765 | 8337.926 | 8033.4204 | 9239.783 | 12868.565 | 12819.081 | 12968.967 | 12886.06 | 12718.096 | 12810.158 | 13747.535 | 13114.906 | 14060.776 | 14478.109 | 14666.939 | 15213.6875 | 14888.937 | 14898.402 | 14192.442 | 15476.995 | 14619.76
TAS | O4 | North West Tasmania Coast | Offshore Wind | 2.5143e-06 | 2.6286e-06 | 2.7101e-06 | 2.9037e-06 | 2.8861e-06 | 3.4109e-06 | 3.2894e-06 | 3.7638e-06 | 3.6836e-06 | 3.864e-06 | 3.8345e-06 | 3.9295e-06 | 4.3787e-06 | 6.0851e-06 | 6.6591e-06 | 6.043e-06 | 6.3552e-06 | 6.3438e-06 | 6.5736e-06 | 6.5118e-06 | 6.4234e-06 | 6.9108e-06 | 6.6813e-06 | 8.0334e-06 | 7.3852e-06
VIC | O5 | Portland Coast | Offshore Wind | 1.3206e-06 | 1.471e-06 | 1.6923e-05 | 801.7722 | 782.372 | 812.7574 | 763.118 | 769.7697 | 3408.51 | 3461.8425 | 3605.3318 | 6193.5645 | 9615.495 | 10275.135 | 10733.671 | 9916.504 | 10325.749 | 10494.452 | 10850.407 | 11666.39 | 11169.214 | 12197.887 | 11378.886 | 12046.189 | 11119.255
SA | O6 | South East SA Coast | Offshore Wind | 1.2201e-06 | 1.376e-06 | 1.5018e-06 | 4.7821e-06 | 3.8044e-06 | 3.9956e-06 | 3.8073e-06 | 3.8936e-06 | 3.5158e-06 | 3.4613e-06 | 3.6111e-06 | 3.3847e-06 | 3.8706e-06 | 3.8285e-06 | 4.4792e-06 | 4.8413e-06 | 5.62e-06 | 6e-06 | 5.9393e-06 | 7.1797e-06 | 6.5093e-06 | 8.865e-06 | 8.5778e-06 | 9.9204e-06 | 9.2812e-06

## ML2_REZ Capacity
Installed capacity by REZ (MW) - ML2, Progressive Change Scenario
Capacity calculated on 1 July. In early study years some wind and solar projects enter later in the financial year and are therefore reflected in the following financial year's capacity. REZ capacity includes capacity from the existing, committed and anticipated renewables mapped to the relevant REZs. Does not include capacity from renewables not in a REZ.
Non-scheduled generation including Distributed PV is not shown.
Region | REZ | REZ Name | Technology | 2026-27 | 2027-28 | 2028-29 | 2029-30 | 2030-31 | 2031-32 | 2032-33 | 2033-34 | 2034-35 | 2035-36 | 2036-37 | 2037-38 | 2038-39 | 2039-40 | 2040-41 | 2041-42 | 2042-43 | 2043-44 | 2044-45 | 2045-46 | 2046-47 | 2047-48 | 2048-49 | 2049-50 | 2050-51
QLD | Q1 | Far North QLD | Solar | 0 | 0 | 0 | 0 | 0 | 0 | 0 | 0 | 0 | 0 | 0 | 0 | 0 | 0 | 0 | 0 | 0 | 0 | 0 | 0 | 0 | 0 | 0 | 0 | 0
QLD | Q2 | North Qld Clean Energy Hub | Solar | 83 | 83 | 83 | 83 | 83 | 83 | 83 | 83 | 83 | 83 | 83 | 33 | 33 | 33 | 33 | 33 | 33 | 33 | 33 | 33 | 18 | 18 | 0 | 0 | 0
QLD | Q3 | Northern Qld | Solar | 513.997 | 513.997 | 513.997 | 513.997 | 513.997 | 513.997 | 513.997 | 551.6291 | 921.4271 | 921.4271 | 921.4271 | 921.4271 | 921.4271 | 921.4271 | 921.4271 | 921.4271 | 778.4271 | 650.4271 | 650.4271 | 650.4271 | 650.4271 | 540.0271 | 883.4542 | 883.4542 | 750.8572
QLD | Q4 | Isaac | Solar | 684.9 | 684.9 | 684.9 | 684.9 | 684.9 | 684.9 | 684.9 | 1295.0311 | 1295.0311 | 1295.0311 | 1295.0311 | 1295.0311 | 1295.0311 | 1295.0311 | 1295.0311 | 1295.0311 | 1295.0311 | 1295.0311 | 1252.5311 | 1252.5311 | 1252.5311 | 1252.5311 | 793.6311 | 636.1311 | 610.1311
QLD | Q5 | Barcaldine | Solar | 14 | 14 | 14 | 14 | 14 | 14 | 14 | 14 | 84.8386 | 84.8386 | 84.8386 | 84.8386 | 84.8386 | 84.8386 | 84.8386 | 84.8386 | 84.8386 | 70.8386 | 70.8386 | 70.8386 | 70.8386 | 70.8386 | 70.8386 | 70.8386 | 70.8386
QLD | Q6 | Fitzroy | Solar | 401.5 | 401.5 | 401.5 | 401.5 | 401.5 | 401.5 | 401.5 | 1078.619 | 4070.9485 | 4070.9485 | 4070.9485 | 4070.9485 | 4070.9485 | 4070.9485 | 4070.9485 | 4070.9485 | 4070.9485 | 4070.9485 | 4070.9485 | 4070.9485 | 4070.9485 | 4070.9485 | 4070.9485 | 4070.9485 | 4070.9485
QLD | Q7 | Wide Bay | Solar | 607.83 | 607.83 | 607.83 | 624.5533 | 624.5533 | 624.5533 | 624.5533 | 624.5533 | 746.8344 | 746.8344 | 746.8344 | 746.8344 | 746.8344 | 746.8344 | 746.8344 | 746.8344 | 746.8344 | 746.8344 | 746.8344 | 746.8344 | 746.8344 | 746.8344 | 746.8344 | 650.9329 | 650.9329
QLD | Q8 | Darling Downs | Solar | 1476.558 | 1476.558 | 1476.558 | 2288.2789 | 2288.2789 | 2288.2789 | 2288.2789 | 2288.279 | 4062.5614 | 4062.5614 | 3941.5614 | 3941.5614 | 3941.5614 | 3941.5614 | 3941.5614 | 3941.5614 | 3941.5614 | 3916.5614 | 3813.6014 | 3781.4974 | 3132.1434 | 3132.1434 | 3097.6434 | 3042.0034 | 3042.0034
QLD | Q9 | Banana | Solar | 0 | 0 | 0 | 709.9825 | 709.9825 | 709.9825 | 709.9825 | 709.9825 | 709.9825 | 709.9825 | 709.9825 | 709.9825 | 709.9825 | 709.9825 | 709.9825 | 709.9825 | 709.9825 | 709.9825 | 709.9825 | 709.9825 | 709.9825 | 1288.6228 | 3809.4126 | 3857.0652 | 3857.0652
NSW | N1 | North West NSW | Solar | 248.8629 | 248.8629 | 248.8629 | 248.8629 | 248.8629 | 248.8629 | 248.8629 | 248.8629 | 248.8629 | 248.8629 | 248.8629 | 248.8629 | 248.8629 | 248.8629 | 248.8629 | 248.8629 | 248.8629 | 248.8629 | 248.8629 | 248.8629 | 225.8481 | 235.9869 | 235.9869 | 235.9869 | 235.9869
NSW | N2 | New England | Solar | 729.5758 | 729.5758 | 729.5758 | 729.5758 | 729.5758 | 729.5758 | 729.5758 | 729.5758 | 729.5758 | 729.5758 | 729.5758 | 729.5758 | 729.5758 | 729.5758 | 729.5758 | 729.5758 | 729.5758 | 709.5758 | 709.5758 | 709.5758 | 709.5758 | 709.5758 | 709.5758 | 709.5758 | 709.5758
NSW | N3 | Central-West Orana | Solar | 1739.095 | 2413.2041 | 2413.2041 | 2413.2041 | 2413.2041 | 2413.2041 | 2413.2041 | 2413.2041 | 2413.2041 | 2413.2041 | 2413.2041 | 2413.2041 | 2413.2041 | 2413.2041 | 2413.2041 | 2413.2041 | 2311.1791 | 2311.1791 | 2311.1791 | 2275.0991 | 2275.0993 | 2829.5772 | 2779.5772 | 2576.5372 | 2506.7872
NSW | N4 | Broken Hill | Solar | 242.6936 | 242.6936 | 242.6936 | 242.6936 | 242.6936 | 242.6936 | 242.6936 | 242.6936 | 242.6936 | 242.6936 | 242.6936 | 242.6936 | 242.6936 | 242.6936 | 242.6936 | 242.6936 | 242.6936 | 189.6936 | 189.6936 | 189.6936 | 311.2433 | 311.2433 | 311.2433 | 311.2433 | 311.2433
NSW | N5 | South West NSW | Solar | 2071.6756 | 2620.3185 | 2620.3185 | 2620.3185 | 2620.3185 | 2620.3185 | 2620.3185 | 2620.3185 | 2620.3185 | 2620.3185 | 2620.3185 | 2620.3185 | 2620.3185 | 2620.3185 | 2620.3185 | 2620.3185 | 2620.3185 | 2470.0185 | 2470.0185 | 2470.0185 | 2385.0185 | 2385.0185 | 2385.0185 | 1993.8585 | 1744.8785
NSW | N6 | Wagga Wagga | Solar | 1691.028 | 1691.028 | 1691.028 | 1691.028 | 1691.028 | 1691.028 | 1691.028 | 1691.028 | 1691.028 | 1691.028 | 1691.028 | 1691.028 | 1691.028 | 1691.028 | 1691.028 | 1691.028 | 1691.028 | 1691.028 | 1691.028 | 1691.028 | 1691.028 | 1691.028 | 1691.028 | 1691.028 | 1498
NSW | N7 | Tumut | Solar | 0 | 0 | 0 | 0 | 0 | 0 | 0 | 0 | 0 | 0 | 0 | 0 | 0 | 0 | 0 | 0 | 0 | 0 | 0 | 0 | 0 | 0 | 0 | 0 | 0
NSW | N8 | Cooma-Monaro | Solar | 0 | 0 | 0 | 0 | 0 | 0 | 0 | 0 | 0 | 0 | 0 | 0 | 0 | 0 | 0 | 0 | 0 | 0 | 0 | 0 | 0 | 0 | 0 | 0 | 0
NSW | N9 | Hunter-Central Coast | Solar | 0 | 0 | 0 | 0 | 0 | 0 | 0 | 0 | 0 | 0 | 0 | 0 | 0 | 0 | 0 | 0 | 0 | 0 | 0 | 0 | 0 | 0 | 0 | 0 | 0
VIC | V1 | Ovens Murray | Solar | 0 | 0 | 0 | 0 | 0 | 0 | 0 | 0 | 0 | 0 | 0 | 0 | 0 | 0 | 0 | 0 | 0 | 0 | 0 | 0 | 0 | 0 | 0 | 0 | 0
VIC | V2 | Murray River | Solar | 774.093 | 774.093 | 774.093 | 1670.0996 | 1670.0996 | 1670.0996 | 1670.0996 | 1670.0996 | 3807.0664 | 3807.0664 | 3807.0664 | 3807.0664 | 3807.0664 | 3807.0664 | 3807.0664 | 3807.0664 | 3807.0664 | 3807.0664 | 3807.0664 | 3775.9634 | 3775.9634 | 3775.9634 | 3617.9834 | 3220.5334 | 3127.9734
VIC | V3 | Western Victoria | Solar | 0 | 0 | 0 | 0 | 0 | 0 | 0 | 0 | 0 | 0 | 0 | 0 | 0 | 0 | 0 | 0 | 0 | 0 | 0 | 0 | 0 | 0 | 0 | 0 | 0
VIC | V4 | South West Victoria | Solar | 0 | 0 | 0 | 0 | 0 | 0 | 0 | 0 | 0 | 0 | 0 | 0 | 0 | 0 | 0 | 0 | 0 | 0 | 0 | 0 | 0 | 0 | 0 | 0 | 0
VIC | V5 | Gippsland | Solar | 77 | 77 | 77 | 77 | 77 | 77 | 77 | 77 | 77 | 77 | 77 | 77 | 77 | 77 | 77 | 77 | 77 | 77 | 77 | 77 | 77 | 77 | 77 | 77 | 77
VIC | V6 | Central North VIC | Solar | 622.48 | 622.48 | 622.48 | 817.4613 | 817.4613 | 817.4613 | 817.4613 | 817.4613 | 817.4613 | 817.4613 | 817.4613 | 817.4613 | 817.4613 | 817.4613 | 817.4613 | 817.4613 | 817.4613 | 817.4613 | 706.9813 | 706.9813 | 706.9813 | 706.9813 | 706.9813 | 706.9813 | 706.9813
SA | S1 | South East SA | Solar | 512.16 | 512.16 | 512.16 | 512.16 | 512.16 | 512.16 | 512.16 | 512.16 | 512.16 | 512.16 | 512.16 | 512.16 | 512.16 | 512.16 | 512.16 | 481.62 | 481.62 | 481.62 | 481.62 | 481.62 | 481.62 | 481.62 | 481.62 | 373.62 | 373.62
SA | S2 | Riverland | Solar | 55.26 | 55.26 | 55.26 | 55.26 | 55.26 | 49.14 | 49.14 | 49.14 | 49.14 | 49.14 | 49.14 | 49.14 | 49.14 | 49.14 | 49.14 | 37.38 | 37.38 | 37.38 | 37.38 | 30 | 30 | 30 | 30 | 30 | 30
SA | S3 | Mid-North SA | Solar | 0 | 0 | 0 | 0 | 0 | 0 | 0 | 0 | 0 | 0 | 0 | 0 | 0 | 0 | 0 | 0 | 0 | 0 | 0 | 0 | 0 | 0 | 0 | 0 | 0
SA | S4 | Yorke Peninsula | Solar | 0 | 0 | 0 | 0 | 0 | 0 | 0 | 0 | 0 | 0 | 0 | 0 | 0 | 0 | 0 | 0 | 0 | 0 | 0 | 0 | 0 | 0 | 0 | 0 | 0
SA | S5 | Northern SA | Solar | 349.2 | 349.2 | 349.2 | 349.2 | 349.2 | 349.2 | 349.2 | 349.2 | 349.2 | 349.2 | 349.2 | 349.2 | 349.2 | 349.2 | 349.2 | 349.2 | 349.2 | 349.2 | 79.2 | 79.2 | 79.2 | 0 | 0 | 0 | 0
SA | S6 | Leigh Creek | Solar | 0 | 0 | 0 | 0 | 0 | 0 | 0 | 0 | 0 | 0 | 0 | 0 | 0 | 0 | 0 | 0 | 0 | 1336.5038 | 2195.276 | 2195.276 | 2195.276 | 2195.276 | 2268.2761 | 2285.6726 | 2285.6726
SA | S7 | Roxby Downs | Solar | 0 | 0 | 0 | 0 | 0 | 0 | 0 | 0 | 0 | 0 | 0 | 0 | 0 | 0 | 0 | 0 | 0 | 0 | 0 | 0 | 0 | 0 | 0 | 0 | 0
SA | S8 | Eastern Eyre Peninsula | Solar | 0 | 0 | 0 | 0 | 0 | 0 | 0 | 0 | 0 | 0 | 0 | 0 | 0 | 0 | 0 | 0 | 0 | 0 | 0 | 0 | 0 | 0 | 0 | 0 | 0
SA | S9 | Western Eyre Peninsula | Solar | 0 | 0 | 0 | 0 | 0 | 0 | 0 | 0 | 0 | 0 | 0 | 0 | 0 | 0 | 0 | 0 | 0 | 0 | 0 | 0 | 0 | 0 | 0 | 0 | 0
TAS | T1 | North East Tasmania | Solar | 0 | 0 | 0 | 0 | 0 | 0 | 0 | 0 | 0 | 0 | 0 | 0 | 0 | 0 | 0 | 0 | 0 | 0 | 0 | 0 | 0 | 0 | 0 | 0 | 0
TAS | T2 | North West Tasmania | Solar | 0 | 0 | 0 | 0 | 0 | 0 | 0 | 0 | 0 | 0 | 0 | 0 | 0 | 0 | 0 | 0 | 0 | 0 | 0 | 0 | 0 | 0 | 0 | 0 | 0
TAS | T3 | Central Highlands | Solar | 0 | 0 | 0 | 0 | 0 | 0 | 0 | 0 | 0 | 0 | 0 | 0 | 0 | 0 | 0 | 0 | 0 | 0 | 0 | 0 | 0 | 0 | 0 | 0 | 0
Region | REZ | REZ Name | Technology | 2026-27 | 2027-28 | 2028-29 | 2029-30 | 2030-31 | 2031-32 | 2032-33 | 2033-34 | 2034-35 | 2035-36 | 2036-37 | 2037-38 | 2038-39 | 2039-40 | 2040-41 | 2041-42 | 2042-43 | 2043-44 | 2044-45 | 2045-46 | 2046-47 | 2047-48 | 2048-49 | 2049-50 | 2050-51
QLD | Q1 | Far North QLD | Wind | 330.318 | 330.318 | 625.7483 | 830.3179 | 830.3179 | 830.3179 | 830.3179 | 830.3179 | 830.3179 | 830.3179 | 830.3179 | 830.3179 | 830.3179 | 830.3179 | 830.3179 | 830.3179 | 830.3179 | 649.7999 | 649.7999 | 649.7999 | 649.7999 | 649.7999 | 499.9999 | 499.9999 | 499.9999
QLD | Q2 | North Qld Clean Energy Hub | Wind | 43.2 | 43.2 | 43.2 | 43.2 | 43.2 | 43.2 | 43.2 | 43.2 | 43.2 | 43.2 | 43.2 | 43.2 | 43.2 | 43.2 | 43.2 | 43.2 | 43.2 | 43.2 | 43.2 | 43.2 | 43.2 | 43.2 | 43.2 | 43.2 | 43.2
QLD | Q3 | Northern Qld | Wind | 0 | 0 | 0 | 0 | 0 | 0 | 0 | 0 | 0 | 0 | 0 | 0 | 0 | 0 | 0 | 0 | 0 | 0 | 0 | 0 | 0 | 0 | 0 | 0 | 0
QLD | Q4 | Isaac | Wind | 450 | 450 | 450 | 1450 | 1450 | 1450 | 1450 | 1450 | 1450 | 1450 | 1450 | 1450 | 1450 | 1450 | 1450 | 1450 | 1450 | 1450 | 1450 | 1450 | 1450 | 1450 | 1450 | 2373.9723 | 2373.9723
QLD | Q5 | Barcaldine | Wind | 0 | 0 | 0 | 0 | 0 | 0 | 0 | 0 | 0 | 0 | 0 | 0 | 0 | 0 | 0 | 0 | 0 | 0 | 0 | 0 | 89.4737 | 89.4737 | 89.4737 | 89.4737 | 95.5625
QLD | Q6 | Fitzroy | Wind | 0 | 0 | 0 | 900 | 900 | 900 | 900 | 900 | 900 | 900 | 900 | 900 | 900 | 900 | 900 | 900 | 900 | 900 | 900 | 900 | 1264.0046 | 1264.0046 | 1264.0046 | 1541.0406 | 1590.0579
QLD | Q7 | Wide Bay | Wind | 0 | 0 | 0 | 74.1875 | 74.1875 | 74.1875 | 74.1875 | 74.1875 | 74.1875 | 74.1875 | 74.1875 | 74.1875 | 74.1875 | 74.1875 | 74.1875 | 74.1875 | 74.1875 | 74.1875 | 74.1875 | 74.1875 | 74.1875 | 74.1875 | 74.1875 | 74.1875 | 74.1875
QLD | Q8 | Darling Downs | Wind | 1800.89 | 1800.89 | 1800.89 | 4785.6822 | 4785.6822 | 4785.6822 | 4785.6822 | 4785.6822 | 4785.6822 | 4785.6822 | 4785.6822 | 4785.6822 | 4785.6822 | 4785.6822 | 4785.6822 | 4785.6822 | 4785.6822 | 4785.6822 | 4332.7922 | 4332.7922 | 4332.7922 | 4332.7922 | 4332.7922 | 4332.7922 | 4378.475
QLD | Q9 | Banana | Wind | 0 | 0 | 0 | 0 | 0 | 0 | 0 | 0 | 0 | 0 | 0 | 0 | 0 | 0 | 0 | 0 | 0 | 0 | 0 | 0 | 0.00024909 | 0.00024909 | 0.00024909 | 0.0002491 | 900
NSW | N1 | North West NSW | Wind | 0 | 0 | 0 | 0 | 0 | 0 | 0 | 0 | 0 | 0 | 0 | 0 | 0 | 0 | 0 | 0 | 0 | 0 | 0 | 0 | 0 | 0 | 0 | 0 | 0
NSW | N2 | New England | Wind | 442.48 | 700.1791 | 1943.5692 | 2560.0491 | 2560.0491 | 2560.0491 | 2560.0491 | 2560.0491 | 2560.0491 | 2560.0491 | 2560.0491 | 2560.0491 | 2387.5691 | 2387.5691 | 2387.5691 | 2387.5691 | 2387.5691 | 2117.5691 | 3750.4132 | 3750.4132 | 5686.2894 | 5686.2894 | 5686.2894 | 5686.2894 | 6450.7008
NSW | N3 | Central-West Orana | Wind | 731.19 | 731.19 | 731.1951 | 1531.19 | 1531.19 | 1531.19 | 1531.19 | 1531.19 | 1531.19 | 1531.19 | 1531.19 | 1531.19 | 1531.19 | 1531.19 | 1531.19 | 1531.19 | 1531.19 | 1531.19 | 1531.19 | 1531.19 | 1531.19 | 1531.19 | 1531.19 | 1418 | 1418
NSW | N4 | Broken Hill | Wind | 198.94 | 198.94 | 198.94 | 198.94 | 198.94 | 198.94 | 198.94 | 198.94 | 198.94 | 198.94 | 198.94 | 198.94 | 198.94 | 198.94 | 198.94 | 198.94 | 198.94 | 0 | 0 | 0 | 0 | 0 | 0 | 0 | 0
NSW | N5 | South West NSW | Wind | 0 | 0 | 0 | 0 | 0 | 0 | 0 | 0 | 0 | 0 | 0 | 0 | 0 | 0 | 0 | 0 | 0 | 0 | 0 | 0 | 0 | 0 | 0 | 0 | 0
NSW | N6 | Wagga Wagga | Wind | 0 | 0 | 0 | 0 | 0 | 0 | 0 | 0 | 0 | 0 | 0 | 0 | 0 | 0 | 0 | 0 | 0 | 0 | 0 | 0 | 0 | 0 | 0 | 0 | 0
NSW | N7 | Tumut | Wind | 0 | 0 | 0 | 0 | 0 | 0 | 0 | 0 | 0 | 0 | 0 | 0 | 0 | 0 | 0 | 0 | 0 | 0 | 0 | 0 | 0 | 0 | 0 | 0 | 0
NSW | N8 | Cooma-Monaro | Wind | 113 | 306.6215 | 398.0589 | 398.0589 | 398.0589 | 398.0589 | 398.0589 | 398.0589 | 398.0589 | 398.0589 | 398.0589 | 398.0589 | 398.0589 | 398.0589 | 285.0589 | 285.0589 | 285.0589 | 285.0589 | 285.0589 | 300 | 300 | 368.421 | 368.421 | 368.421 | 368.421
NSW | N9 | Hunter-Central Coast | Wind | 516 | 516 | 784.8955 | 916.0001 | 916.0001 | 916.0001 | 916.0001 | 916.0001 | 916.0001 | 916.0001 | 916.0001 | 916.0001 | 916.0001 | 916.0001 | 916.0001 | 916.0001 | 916.0001 | 916.0001 | 916.0001 | 1236.2419 | 1266.7737 | 1266.7737 | 1266.7737 | 1266.7737 | 1755.835
VIC | V1 | Ovens Murray | Wind | 0 | 0 | 0 | 0 | 0 | 0 | 0 | 0 | 0 | 0 | 0 | 0 | 0 | 0 | 0 | 0 | 0 | 0 | 0 | 0 | 0 | 0 | 0 | 0 | 0
VIC | V2 | Murray River | Wind | 0 | 0 | 0 | 0 | 0 | 0 | 0 | 0 | 0 | 0 | 0 | 0 | 0 | 0 | 0 | 0 | 0 | 0 | 0 | 0 | 0 | 0 | 0 | 0 | 0
VIC | V3 | Western Victoria | Wind | 1934.5 | 1934.5 | 1934.5 | 2634.5 | 2582 | 2582 | 2582 | 2582 | 2390 | 2390 | 2390 | 2390 | 2390 | 2390 | 2390 | 2390 | 2358.95 | 2227.75 | 1835.8 | 1835.8 | 1835.8 | 1567.1 | 1567.1 | 909 | 909
VIC | V4 | South West Victoria | Wind | 3170.66 | 3170.66 | 3170.66 | 3170.66 | 3170.66 | 3170.66 | 3170.66 | 3170.66 | 3170.66 | 3170.66 | 3170.66 | 3103.46 | 2683.46 | 2683.46 | 2501.76 | 2501.76 | 2482.26 | 2289.66 | 2289.66 | 1426.1 | 1426.1 | 1268.6 | 1268.6 | 1268.6 | 1268.6
VIC | V5 | Gippsland | Wind | 0 | 0 | 0 | 0 | 0 | 0 | 0 | 0 | 0 | 0 | 0 | 0 | 0 | 0 | 0 | 0 | 0 | 0 | 0 | 0 | 0 | 0 | 0 | 0 | 0
VIC | V6 | Central North VIC | Wind | 0 | 0 | 0 | 0 | 0 | 0 | 0 | 0 | 0 | 0 | 0 | 0 | 0 | 0 | 0 | 0 | 0 | 0 | 0 | 0 | 0 | 0 | 0 | 0 | 0
SA | S1 | South East SA | Wind | 324.5 | 324.5 | 324.5 | 324.5 | 324.5 | 324.5 | 324.5 | 324.5 | 324.5 | 198 | 198 | 198 | 39 | 39 | 0 | 0 | 0 | 0.00011032 | 0.00011033 | 0.00011118 | 0.00011119 | 0.00015869 | 0.00015869 | 0.00015871 | 0.00015872
SA | S2 | Riverland | Wind | 0 | 0 | 0 | 0 | 0 | 0 | 0 | 0 | 0 | 0 | 0 | 0 | 0 | 0 | 0 | 0 | 0 | 0 | 0 | 0 | 0 | 0 | 0 | 0 | 0
SA | S3 | Mid-North SA | Wind | 1756.06 | 1756.06 | 1756.06 | 1756.06 | 1756.06 | 1756.06 | 1756.06 | 1657.36 | 1657.36 | 1585.96 | 1401.16 | 1401.16 | 1401.16 | 1074.46 | 1074.46 | 1074.46 | 1369.457 | 1155.597 | 1155.597 | 1293.721 | 1293.721 | 1297.8973 | 1297.8973 | 1297.8973 | 1297.8973
SA | S4 | Yorke Peninsula | Wind | 90.75 | 90.75 | 90.75 | 90.75 | 90.75 | 0 | 0 | 0 | 0 | 0 | 0 | 0 | 0 | 0 | 0 | 0 | 0 | 0 | 0 | 0 | 0 | 0 | 0 | 0 | 0
SA | S5 | Northern SA | Wind | 422.4 | 422.4 | 422.4 | 422.4 | 422.4 | 422.4 | 422.4 | 422.4 | 422.4 | 422.4 | 422.4 | 422.4 | 422.4 | 422.4 | 422.4 | 422.4 | 422.4 | 422.4 | 422.4 | 210 | 210 | 210 | 210 | 210 | 210
SA | S6 | Leigh Creek | Wind | 0 | 0 | 0 | 600 | 600 | 600 | 600 | 600 | 600 | 600 | 600 | 600 | 600 | 600 | 600 | 600 | 600 | 600 | 600 | 600 | 1267.3646 | 1980.0626 | 1980.0626 | 1980.0626 | 1997.046
SA | S7 | Roxby Downs | Wind | 0 | 0 | 0 | 0 | 0 | 0 | 0 | 0 | 0 | 0 | 0 | 0 | 0 | 0 | 0 | 0 | 0 | 0 | 0 | 0 | 0 | 0 | 0 | 0 | 0
SA | S8 | Eastern Eyre Peninsula | Wind | 136 | 136 | 136 | 136 | 70 | 70 | 70 | 70 | 70 | 0 | 0 | 0 | 0 | 0 | 0 | 0 | 0 | 0 | 85.0564 | 85.0564 | 85.0564 | 85.0564 | 85.0564 | 200.4601 | 204.3494
SA | S9 | Western Eyre Peninsula | Wind | 0 | 0 | 0 | 0 | 0 | 0 | 0 | 0 | 0 | 0 | 0 | 0 | 0 | 0 | 0 | 0 | 0 | 0 | 0 | 0 | 0 | 0 | 0 | 0 | 0.00032638
TAS | T1 | North East Tasmania | Wind | 168 | 168 | 168 | 168 | 168 | 168 | 168 | 168 | 168 | 168 | 168 | 168.0001 | 168.0001 | 168.0001 | 168.0001 | 168.0001 | 168.0001 | 168.0001 | 168.0001 | 168.0001 | 168.0001 | 168.0001 | 168.0001 | 168.0001 | 0.00013552
TAS | T2 | North West Tasmania | Wind | 251.35 | 251.35 | 251.35 | 251.35 | 251.35 | 251.35 | 251.35 | 251.35 | 251.35 | 251.35 | 376.7381 | 502.1262 | 627.5143 | 752.9024 | 752.9024 | 752.9024 | 752.9024 | 752.9024 | 752.9024 | 752.9024 | 752.9024 | 752.9024 | 752.9024 | 752.9024 | 613.1524
TAS | T3 | Central Highlands | Wind | 427.4039 | 710.8077 | 994.2116 | 1290.6477 | 1410.3331 | 1530.0185 | 1649.7039 | 1769.3892 | 1889.0747 | 2008.76 | 2008.76 | 2008.76 | 2008.76 | 2008.76 | 2008.76 | 2008.76 | 2008.76 | 2008.76 | 1864.76 | 1864.76 | 1864.76 | 1864.76 | 1864.76 | 1864.76 | 1864.76
Region | REZ | REZ Name | Technology | 2026-27 | 2027-28 | 2028-29 | 2029-30 | 2030-31 | 2031-32 | 2032-33 | 2033-34 | 2034-35 | 2035-36 | 2036-37 | 2037-38 | 2038-39 | 2039-40 | 2040-41 | 2041-42 | 2042-43 | 2043-44 | 2044-45 | 2045-46 | 2046-47 | 2047-48 | 2048-49 | 2049-50 | 2050-51
NSW | O1 | Hunter Coast | Offshore Wind | 0 | 0 | 0 | 0 | 0 | 0 | 0 | 0 | 0 | 0 | 0 | 0 | 0 | 0 | 0 | 0 | 0 | 0 | 0 | 0 | 0 | 0 | 0 | 0 | 0
NSW | O2 | Illawarra Coast | Offshore Wind | 0 | 0 | 0 | 0 | 0 | 0 | 0 | 0 | 0 | 0 | 0 | 0 | 0 | 0 | 0 | 0 | 0 | 0 | 0 | 0 | 0 | 0 | 0 | 0 | 0
VIC | O3 | Gippsland Coast | Offshore Wind | 0 | 0 | 500 | 2713.078 | 2713.078 | 2713.078 | 2713.078 | 3056.6897 | 4642.372 | 4642.372 | 4642.372 | 4642.372 | 4642.372 | 5052 | 5052 | 5052 | 5052 | 5052 | 5052 | 5052 | 5052 | 5052 | 5052 | 5052 | 5052
TAS | O4 | North West Tasmania Coast | Offshore Wind | 0 | 0 | 0 | 0 | 0 | 0 | 0 | 0 | 0 | 0 | 0 | 0 | 0 | 0 | 0 | 0 | 0 | 0 | 0 | 0 | 0 | 0 | 0 | 0 | 0
VIC | O5 | Portland Coast | Offshore Wind | 0 | 0 | 0 | 276.3102 | 276.3102 | 276.3102 | 276.3102 | 276.3102 | 1357.6277 | 1357.6277 | 1357.6277 | 2357.6277 | 3357.6277 | 3948 | 3948 | 3948 | 3948 | 3948 | 3948 | 3948 | 3948 | 3948 | 3948 | 3948 | 3948
SA | O6 | South East SA Coast | Offshore Wind | 0 | 0 | 0 | 0 | 0 | 0 | 0 | 0 | 0 | 0 | 0 | 0 | 0 | 0 | 0 | 0 | 0 | 0 | 0 | 0 | 0 | 0 | 0 | 0 | 0

## ML2_VOM Cost
VOM cost by technology ($000s) - ML2, Progressive Change Scenario
VOM | Real June 2024 dollars discounted to 1 July 2025
Explicitly modelled generation
Region | Technology | 2026-27 | 2027-28 | 2028-29 | 2029-30 | 2030-31 | 2031-32 | 2032-33 | 2033-34 | 2034-35 | 2035-36 | 2036-37 | 2037-38 | 2038-39 | 2039-40 | 2040-41 | 2041-42 | 2042-43 | 2043-44 | 2044-45 | 2045-46 | 2046-47 | 2047-48 | 2048-49 | 2049-50 | 2050-51
NEM | Black Coal | 344044.977 | 308908.8632 | 286654.5996 | 72528.7143 | 80223.1609 | 74714.5309 | 73812.669 | 63720.1099 | 51198.8024 | 43133.1081 | 40840.2103 | 46680.3861 | 41633.6688 | 37616.9064 | 25910.9372 | 24322.3058 | 17178.1598 | 15836.9574 | 13908.8884 | 14330.6352 | 12714.1211 | 10001.8507 | 9147.6231 | 9383.9247 | 9009.6105
NEM | Brown Coal | 123813.1885 | 119662.614 | 79466.845 | 19063.9124 | 18418.5349 | 17523.1609 | 14086.7239 | 16672.0269 | 14644.5833 | 12552.4055 | 11938.9368 | 11803.9718 | 7493.1587 | 5911.2442 | 8876.8645 | 8696.2905 | 8156.3902 | 7939.4482 | 6923.4303 | 6184.375 | 6372.826 | 0 | 0 | 0 | 0
NEM | CCGT | 14832.7958 | 9630.3841 | 25934.6355 | 43160.7942 | 31864.5276 | 29944.2247 | 27597.1395 | 32109.6472 | 14008.5999 | 7589.6417 | 9115.6421 | 9619.7257 | 11378.2836 | 12104.3703 | 12852.9984 | 13600.7451 | 16158.5806 | 11047.2599 | 7987.5714 | 4340.4369 | 6649.2217 | 6206.3902 | 5675.1708 | 5254.7976 | 3289.501
NEM | Gas - Steam | 136.6301 | 48.6106 | 298.1737 | 346.1676 | 665.179 | 403.7978 | 1610.1662 | 448.3862 | 101.687 | 58.5326 | 45.1962 | 113.5635 | 148.9618 | 0 | 0 | 0 | 0 | 0 | 0 | 0 | 0 | 0 | 0 | 0 | 0
NEM | OCGT / Diesel | 3773.8423 | 1562.8591 | 5593.885 | 57696.3074 | 14034.2148 | 9714.1953 | 22296.151 | 10333.4063 | 2550.5127 | 1260.7347 | 1699.3927 | 6235.488 | 6092.4642 | 10187.533 | 11359.1138 | 16210.6732 | 20218.1442 | 31537.9566 | 17017.6497 | 23040.0694 | 16937.7127 | 20671.3426 | 23227.9287 | 20473.6791 | 15489.062
NEM | Hydro | 111731.0504 | 90923.4462 | 108696.2308 | 94457.4856 | 95116.7398 | 84118.2055 | 81077.1962 | 81131.021 | 73443.9348 | 62006.9519 | 55219.5722 | 64193.4606 | 53490.4115 | 46182.9764 | 40469.9346 | 39478.5006 | 40528.4727 | 38567.0113 | 33272.0925 | 29890.6488 | 34551.4729 | 30426.692 | 26102.7432 | 23833.5319 | 22510.7768
NEM | Hydrogen Turbine | 0 | 0 | 0 | 0 | 0 | 0 | 0 | 0 | 0 | 0 | 0 | 0 | 0 | 0 | 0 | 0 | 0 | 0 | 0 | 0 | 0 | 0 | 0 | 0 | 0
NEM | Wind | 3884.0794 | 3968.2283 | 4055.6064 | 6130.6259 | 5905.8065 | 5770.6966 | 5225.3107 | 4832.6913 | 4768.4018 | 4544.1535 | 4324.6891 | 4048.3131 | 3813.2744 | 3560.099 | 3398.3032 | 3075.878 | 2921.3588 | 2703.002 | 2682.8044 | 2496.0221 | 2481.0816 | 2317.5651 | 2093.5247 | 2025.4565 | 1962.962
NEM | Solar PV | 2239.8387 | 2295.1734 | 2007.1432 | 2408.2354 | 2581.3438 | 2407.09 | 2289.1249 | 2223.1046 | 2513.8538 | 2358.8391 | 2291.576 | 1937.1172 | 1887.7959 | 1781.9651 | 1699.4481 | 1662.6176 | 1576.1748 | 1579.1903 | 1529.5114 | 1458.111 | 1158.1228 | 1174.4867 | 1180.5573 | 1043.3806 | 1018.8293
NEM | Grid Battery | 167.6351 | 454.1166 | 536.1116 | 1273.0959 | 1316.3261 | 1194.1166 | 1172.5483 | 1099.9967 | 1124.8469 | 1061.8388 | 1036.3878 | 971.4801 | 926.197 | 866.3818 | 775.7214 | 849.3813 | 831.9619 | 857.8051 | 842.7529 | 811.6832 | 772.186 | 696.9561 | 684.9126 | 423.0282 | 546.3379
NEM | PHES | 9156.5532 | 8710.2111 | 7750.5255 | 11340.0305 | 29249.9395 | 25546.8832 | 27902.5868 | 26695.459 | 23013.0177 | 22840.1755 | 22264.7067 | 21426.7413 | 18197.2595 | 18168.6177 | 15017.2558 | 15632.3688 | 13875.9721 | 12714.1827 | 13218.9635 | 12211.125 | 9675.801 | 8576.1809 | 7977.0621 | 7486.298 | 7429.6529
NEM | VPP | 18.4958 | 19.3231 | 19.4963 | 17.5224 | 18.9171 | 19.0341 | 19.5199 | 19.4056 | 18.8552 | 18.5306 | 18.7345 | 18.7437 | 18.7254 | 18.7172 | 17.9675 | 18.4684 | 18.3689 | 17.9111 | 18.2306 | 18.4665 | 18.1581 | 18.6485 | 18.6706 | 18.654 | 18.3823
Total |  | 613799.0862 | 546183.8296 | 521013.2525 | 308422.8918 | 279394.69 | 251355.9354 | 257089.1362 | 239285.2547 | 187387.0955 | 157424.912 | 148795.0444 | 167048.991 | 145080.2006 | 136398.8112 | 120378.5445 | 123547.2292 | 121463.5839 | 122800.7245 | 97401.8951 | 94781.573 | 91330.7038 | 80090.1128 | 76108.1931 | 69942.7506 | 61275.1147
Region | Technology | 2026-27 | 2027-28 | 2028-29 | 2029-30 | 2030-31 | 2031-32 | 2032-33 | 2033-34 | 2034-35 | 2035-36 | 2036-37 | 2037-38 | 2038-39 | 2039-40 | 2040-41 | 2041-42 | 2042-43 | 2043-44 | 2044-45 | 2045-46 | 2046-47 | 2047-48 | 2048-49 | 2049-50 | 2050-51
NSW1 | Black Coal | 155849.64 | 130241.5312 | 120552.762 | 26704.6603 | 29578.382 | 26144.7294 | 27031.4153 | 22228.327 | 17119.483 | 13425.741 | 12463.1295 | 14190.41 | 13687.182 | 11863.3715 | 0 | 0 | 0 | 0 | 0 | 0 | 0 | 0 | 0 | 0 | 0
NSW1 | Brown Coal | 0 | 0 | 0 | 0 | 0 | 0 | 0 | 0 | 0 | 0 | 0 | 0 | 0 | 0 | 0 | 0 | 0 | 0 | 0 | 0 | 0 | 0 | 0 | 0 | 0
NSW1 | CCGT | 440.7016 | 611.3371 | 3240.5585 | 8618.532 | 6702.4025 | 5836.233 | 5946.6245 | 6458.132 | 2076.9068 | 519.4538 | 987.5069 | 2107.2088 | 2316.855 | 3597.7548 | 3616.9842 | 4004.096 | 5012.7485 | 6.4412e-05 | 5.5918e-05 | 5.5274e-05 | 6.1808e-05 | 5.8445e-05 | 5.2726e-05 | 4.9986e-05 | 5.0554e-05
NSW1 | Gas - Steam | 0 | 0 | 0 | 0 | 0 | 0 | 0 | 0 | 0 | 0 | 0 | 0 | 0 | 0 | 0 | 0 | 0 | 0 | 0 | 0 | 0 | 0 | 0 | 0 | 0
NSW1 | OCGT / Diesel | 222.9782 | 404.3992 | 775.1029 | 18845.489 | 3333.2886 | 695.5716 | 6595.1706 | 1180.8827 | 253.5454 | 108.861 | 63.9046 | 974.5998 | 580.6466 | 2038.8605 | 2713.6877 | 4887.6346 | 5270.4754 | 13164.4902 | 6981.3988 | 9596.4664 | 8460.5191 | 11893.2632 | 13358.5537 | 13777.3833 | 9703.3424
NSW1 | Hydro | 27346.3619 | 21600.4349 | 30719.6529 | 22489.536 | 17680.4743 | 16836.8682 | 14779.9583 | 16737.0661 | 15497.2354 | 14043.3882 | 11537.5379 | 15370.1431 | 12103.3746 | 10247.1037 | 9403.9172 | 8264.486 | 8705.1685 | 8757.8769 | 7632.7069 | 6005.1974 | 7788.6957 | 6138.2352 | 5098.2407 | 4770.2098 | 4279.21
NSW1 | Hydrogen Turbine | 0 | 0 | 0 | 0 | 0 | 0 | 0 | 0 | 0 | 0 | 0 | 0 | 0 | 0 | 0 | 0 | 0 | 0 | 0 | 0 | 0 | 0 | 0 | 0 | 0
NSW1 | Wind | 974.9913 | 1001.0139 | 1195.9902 | 1401.9666 | 1412.0371 | 1365.2532 | 1284.7419 | 1181.6131 | 1096.3304 | 1075.5607 | 1015.9718 | 910.4822 | 758.9385 | 745.2763 | 686.7052 | 631.1537 | 584.3808 | 507.1678 | 632.9331 | 596.6064 | 680.3045 | 581.0231 | 544.1495 | 475.8307 | 526.0416
NSW1 | Solar PV | 1226.8139 | 1293.3644 | 1147.4539 | 1244.0935 | 1309.3844 | 1190.3022 | 1146.8352 | 1041.8501 | 912.3965 | 898.5463 | 878.2858 | 736.2989 | 709.6885 | 701.1286 | 646.2871 | 635.4356 | 577.1159 | 522.396 | 508.332 | 476.1187 | 387.3216 | 392.315 | 383.8963 | 314.4951 | 286.7016
NSW1 | Grid Battery | 28.703 | 175.536 | 162.9491 | 693.0337 | 717.6246 | 647.7823 | 629.3291 | 583.8413 | 543.3761 | 523.8455 | 502.0676 | 469.1548 | 449.9107 | 419.8465 | 383.5174 | 371.1694 | 350.7256 | 324.2953 | 322.1572 | 306.7489 | 261.799 | 229.1696 | 213.0574 | 57.2476 | 56.405
NSW1 | PHES | 3368.8397 | 3286.6616 | 3141.7299 | 7043.3795 | 25612.2248 | 22943.7288 | 24255.0992 | 23039.3777 | 19793.376 | 20036.8325 | 19398.4717 | 18618.9258 | 15683.3651 | 15724.7945 | 12970.8231 | 13452.6106 | 11783.7192 | 10920.6889 | 11421.2396 | 10524.1648 | 8549.763 | 7444.5516 | 6979.6863 | 6520.7271 | 6516.213
NSW1 | VPP | 7.1555 | 7.7046 | 7.8842 | 7.1247 | 7.275 | 7.3273 | 7.1708 | 7.047 | 6.6241 | 6.3634 | 6.1266 | 6.2196 | 6.1707 | 6.2101 | 6.0417 | 6.0609 | 5.9941 | 5.8627 | 5.9502 | 5.9313 | 5.795 | 5.9269 | 5.8224 | 5.6684 | 5.6673
Total |  | 189466.1851 | 158621.9829 | 160944.0836 | 87047.8152 | 86353.0933 | 75667.7961 | 81676.345 | 72458.137 | 57299.2738 | 50638.5922 | 46853.0024 | 53383.4429 | 46296.1317 | 45344.3464 | 30427.9637 | 32252.6468 | 32290.328 | 34202.7777 | 27504.7177 | 27511.234 | 26134.1979 | 26684.4847 | 26583.4064 | 25921.562 | 21373.5812
Region | Technology | 2026-27 | 2027-28 | 2028-29 | 2029-30 | 2030-31 | 2031-32 | 2032-33 | 2033-34 | 2034-35 | 2035-36 | 2036-37 | 2037-38 | 2038-39 | 2039-40 | 2040-41 | 2041-42 | 2042-43 | 2043-44 | 2044-45 | 2045-46 | 2046-47 | 2047-48 | 2048-49 | 2049-50 | 2050-51
QLD1 | Black Coal | 188195.337 | 178667.332 | 166101.8376 | 45824.054 | 50644.7789 | 48569.8015 | 46781.2537 | 41491.7829 | 34079.3194 | 29707.3671 | 28377.0808 | 32489.9761 | 27946.4868 | 25753.5349 | 25910.9372 | 24322.3058 | 17178.1598 | 15836.9574 | 13908.8884 | 14330.6352 | 12714.1211 | 10001.8507 | 9147.6231 | 9383.9247 | 9009.6105
QLD1 | Brown Coal | 0 | 0 | 0 | 0 | 0 | 0 | 0 | 0 | 0 | 0 | 0 | 0 | 0 | 0 | 0 | 0 | 0 | 0 | 0 | 0 | 0 | 0 | 0 | 0 | 0
QLD1 | CCGT | 7388.7892 | 7310.2783 | 12855.46 | 22776.1032 | 15660.022 | 16400.8031 | 12977.4319 | 17044.0632 | 8602.8451 | 5717.4717 | 6385.7678 | 7512.5168 | 9061.4285 | 8506.6155 | 9236.0141 | 9596.649 | 11145.832 | 11047.2596 | 7987.5712 | 4340.4367 | 6649.2215 | 6206.39 | 5675.1706 | 5254.7974 | 3289.5008
QLD1 | Gas - Steam | 0 | 0 | 0 | 0 | 0 | 0 | 0 | 0 | 0 | 0 | 0 | 0 | 0 | 0 | 0 | 0 | 0 | 0 | 0 | 0 | 0 | 0 | 0 | 0 | 0
QLD1 | OCGT / Diesel | 62.3444 | 93.6362 | 428.927 | 6480.5451 | 137.0192 | 230.7386 | 670.092 | 313.7474 | 55.9749 | 164.8367 | 403.2852 | 1576.1803 | 1332.6948 | 3036.1159 | 3543.8562 | 4390.0999 | 8867.3411 | 10309.173 | 6852.2812 | 9141.0662 | 4637.4324 | 5522.7668 | 4632.7068 | 1928.1958 | 75.5288
QLD1 | Hydro | 5318.1142 | 4750.4327 | 4639.401 | 4263.6197 | 4039.3127 | 3768.0173 | 3259.8399 | 3346.7417 | 2899.9694 | 2688.2534 | 2586.1483 | 818.9899 | 731.4212 | 644.2233 | 618.3429 | 611.7276 | 0.28223 | 0.1612 | 1.208e-07 | 1.1217e-07 | 0.392 | 9.8339e-08 | 0.99631 | 9.8322e-08 | 2.1523e-07
QLD1 | Hydrogen Turbine | 0 | 0 | 0 | 0 | 0 | 0 | 0 | 0 | 0 | 0 | 0 | 0 | 0 | 0 | 0 | 0 | 0 | 0 | 0 | 0 | 0 | 0 | 0 | 0 | 0
QLD1 | Wind | 648.5374 | 630.0282 | 660.3623 | 1605.5227 | 1622.4904 | 1482.3551 | 1434.0706 | 1251.3359 | 1123.1639 | 1062.013 | 992.4491 | 962.7852 | 883.4279 | 838.3458 | 767.0903 | 739.2626 | 663.0835 | 627.7152 | 565.4363 | 522.2689 | 536.5544 | 491.7854 | 447.5843 | 469.1212 | 496.4861
QLD1 | Solar PV | 639.7003 | 612.2826 | 504.9299 | 665.7142 | 797.3744 | 779.3224 | 721.5528 | 801.4193 | 1066.1755 | 973.8584 | 932.8008 | 795.9621 | 781.6784 | 712.8991 | 714.408 | 695.9914 | 691.6031 | 679.2101 | 633.5521 | 600.1466 | 463.557 | 485.8818 | 530.3031 | 498.424 | 502.1044
QLD1 | Grid Battery | 14.6605 | 14.2152 | 13.7013 | 175.672 | 170.1563 | 159.0097 | 156.3981 | 148.1911 | 140.2913 | 135.7895 | 130.3451 | 124.0365 | 120.9746 | 115.6357 | 110.6669 | 157.5435 | 177.3841 | 219.8047 | 212.9077 | 201.6631 | 246.7967 | 243.0036 | 288.7836 | 229.8605 | 309.6897
QLD1 | PHES | 5787.7135 | 5423.5495 | 4608.7955 | 4296.651 | 3637.7147 | 2603.1543 | 3647.4876 | 3656.0813 | 3219.6416 | 2803.343 | 2866.235 | 2807.8154 | 2513.8944 | 2443.8232 | 2046.4327 | 2157.7509 | 2052.9161 | 1742.7598 | 1746.9284 | 1641.8274 | 1086.7528 | 1090.5203 | 960.9096 | 931.2196 | 871.3032
QLD1 | VPP | 2.7078 | 3.2686 | 3.7576 | 3.6415 | 3.9616 | 4.1792 | 4.2907 | 4.2404 | 4.1508 | 4.2651 | 4.3532 | 4.4211 | 4.4678 | 4.5972 | 4.6088 | 4.666 | 4.7118 | 4.7079 | 4.7679 | 4.7989 | 4.8576 | 4.943 | 4.9531 | 5.0086 | 4.976
Total |  | 208057.9043 | 197505.0233 | 189817.1722 | 86091.5234 | 76712.8301 | 73997.3812 | 69652.4173 | 68057.6032 | 51191.532 | 43257.198 | 42678.4652 | 47092.6834 | 43376.4745 | 42055.7906 | 42952.3571 | 42675.9968 | 40781.3136 | 40467.7489 | 31912.3332 | 30782.8431 | 26339.6854 | 24047.1418 | 21689.0306 | 18700.5519 | 14559.1995
Region | Technology | 2026-27 | 2027-28 | 2028-29 | 2029-30 | 2030-31 | 2031-32 | 2032-33 | 2033-34 | 2034-35 | 2035-36 | 2036-37 | 2037-38 | 2038-39 | 2039-40 | 2040-41 | 2041-42 | 2042-43 | 2043-44 | 2044-45 | 2045-46 | 2046-47 | 2047-48 | 2048-49 | 2049-50 | 2050-51
VIC1 | Black Coal | 0 | 0 | 0 | 0 | 0 | 0 | 0 | 0 | 0 | 0 | 0 | 0 | 0 | 0 | 0 | 0 | 0 | 0 | 0 | 0 | 0 | 0 | 0 | 0 | 0
VIC1 | Brown Coal | 123813.1885 | 119662.614 | 79466.845 | 19063.9124 | 18418.5349 | 17523.1609 | 14086.7239 | 16672.0269 | 14644.5833 | 12552.4055 | 11938.9368 | 11803.9718 | 7493.1587 | 5911.2442 | 8876.8645 | 8696.2905 | 8156.3902 | 7939.4482 | 6923.4303 | 6184.375 | 6372.826 | 0 | 0 | 0 | 0
VIC1 | CCGT | 0 | 0 | 0 | 0 | 0 | 0 | 0 | 0 | 0 | 0 | 0 | 0 | 0 | 0 | 0 | 0 | 0 | 0 | 0 | 0 | 0 | 0 | 0 | 0 | 0
VIC1 | Gas - Steam | 136.6301 | 48.6106 | 298.1737 | 346.1676 | 665.179 | 403.7978 | 1610.1662 | 448.3862 | 101.687 | 58.5326 | 45.1962 | 113.5635 | 148.9618 | 0 | 0 | 0 | 0 | 0 | 0 | 0 | 0 | 0 | 0 | 0 | 0
VIC1 | OCGT / Diesel | 655.614 | 122.3644 | 948.3132 | 12654.2155 | 2929.8718 | 2007.8263 | 6247.1994 | 1696.2608 | 345.3455 | 288.0657 | 192.4705 | 968.9684 | 682.6604 | 1247.7659 | 914.8282 | 1924.4531 | 885.4645 | 2790.7708 | 1490.4155 | 2248.1687 | 2267.0713 | 1337.7668 | 3423.727 | 3069.8143 | 4372.8889
VIC1 | Hydro | 25197.0307 | 19747.8218 | 27688.9376 | 21636.744 | 17412.3906 | 16209.1174 | 13894.6619 | 15879.5523 | 15121.8787 | 13457.4716 | 10524.8197 | 14887.3306 | 11566.4597 | 9444.1631 | 8707.7238 | 7497.6155 | 8544.6142 | 8220.3802 | 7316.814 | 5736.0249 | 8090.8089 | 6349.751 | 5107.2294 | 4763.3578 | 4060.4996
VIC1 | Hydrogen Turbine | 0 | 0 | 0 | 0 | 0 | 0 | 0 | 0 | 0 | 0 | 0 | 0 | 0 | 0 | 0 | 0 | 0 | 0 | 0 | 0 | 0 | 0 | 0 | 0 | 0
VIC1 | Wind | 1290.3728 | 1254.7264 | 1226.8771 | 1945.7911 | 1774.3811 | 1827.9557 | 1539.9569 | 1510.3588 | 1730.3226 | 1637.222 | 1577.4536 | 1505.5001 | 1540.3665 | 1448.0501 | 1434.7998 | 1228.6236 | 1194.2398 | 1127.4836 | 1054.9546 | 964.2223 | 850.9041 | 807.812 | 713.9726 | 693.9627 | 594.7269
VIC1 | Solar PV | 228.5773 | 220.1092 | 213.4098 | 354.4875 | 340.5518 | 310.356 | 303.2954 | 273.3441 | 436.7249 | 392.9874 | 387.5955 | 326.3916 | 318.5265 | 295.9068 | 269.8468 | 268.1574 | 249.9145 | 244.2308 | 233.2754 | 230.7156 | 187.3233 | 188.3216 | 167.0091 | 142.8208 | 137.5914
VIC1 | Grid Battery | 106.4132 | 248.0904 | 345.1326 | 316.5329 | 332.648 | 300.8453 | 300.4641 | 286.6097 | 365.566 | 329.3934 | 331.964 | 311.1344 | 290.3878 | 269.3498 | 225.4272 | 230.4909 | 220.3132 | 203.7053 | 200.0581 | 199.4201 | 170.4023 | 137.4247 | 101.9007 | 83.3589 | 80.9294
VIC1 | PHES | 0 | 0 | 2.1299e-06 | 5.4557e-06 | 6.2318e-06 | 5.9149e-06 | 5.4045e-06 | 5.1243e-06 | 5.0922e-06 | 4.9508e-06 | 4.5765e-06 | 4.181e-06 | 3.9597e-06 | 3.7784e-06 | 3.5481e-06 | 3.4484e-06 | 3.191e-06 | 3.6171e-06 | 3.6933e-06 | 3.4203e-06 | 3.2982e-06 | 3.127e-06 | 3.2886e-06 | 3.0872e-06 | 3.4645e-06
VIC1 | VPP | 3.4002 | 3.5091 | 3.5253 | 3.2129 | 3.7908 | 3.5841 | 3.987 | 4.1626 | 4.2694 | 4.0405 | 4.3671 | 4.3443 | 4.3519 | 4.3056 | 3.8504 | 4.2478 | 4.2962 | 4.1418 | 4.3299 | 4.5756 | 4.4323 | 4.7478 | 4.9406 | 5.1135 | 4.9798
Total |  | 151431.2269 | 141307.8459 | 110191.2143 | 56321.064 | 41877.3481 | 38586.6434 | 37986.4548 | 36770.7014 | 32750.3773 | 28720.1186 | 25002.8034 | 29921.2048 | 22044.8734 | 18620.7854 | 20433.3407 | 19849.8788 | 19255.2326 | 20530.1606 | 17223.2779 | 15567.5022 | 17943.7681 | 8825.824 | 9518.7794 | 8758.4281 | 9251.6158
Region | Technology | 2026-27 | 2027-28 | 2028-29 | 2029-30 | 2030-31 | 2031-32 | 2032-33 | 2033-34 | 2034-35 | 2035-36 | 2036-37 | 2037-38 | 2038-39 | 2039-40 | 2040-41 | 2041-42 | 2042-43 | 2043-44 | 2044-45 | 2045-46 | 2046-47 | 2047-48 | 2048-49 | 2049-50 | 2050-51
SA1 | Black Coal | 0 | 0 | 0 | 0 | 0 | 0 | 0 | 0 | 0 | 0 | 0 | 0 | 0 | 0 | 0 | 0 | 0 | 0 | 0 | 0 | 0 | 0 | 0 | 0 | 0
SA1 | Brown Coal | 0 | 0 | 0 | 0 | 0 | 0 | 0 | 0 | 0 | 0 | 0 | 0 | 0 | 0 | 0 | 0 | 0 | 0 | 0 | 0 | 0 | 0 | 0 | 0 | 0
SA1 | CCGT | 7003.305 | 1708.7687 | 9838.617 | 11766.159 | 9502.103 | 7707.1885 | 8673.083 | 8607.452 | 3328.848 | 1352.7162 | 1742.3674 | 2.2887e-05 | 2.1956e-05 | 2.1005e-05 | 2.1441e-05 | 4.4736e-05 | 4.2914e-05 | 0.00016581 | 0.00014232 | 0.00013938 | 0.0001315 | 0.00012406 | 0.00011278 | 0.0001053 | 9.8285e-05
SA1 | Gas - Steam | 0 | 0 | 0 | 0 | 0 | 0 | 0 | 0 | 0 | 0 | 0 | 0 | 0 | 0 | 0 | 0 | 0 | 0 | 0 | 0 | 0 | 0 | 0 | 0 | 0
SA1 | OCGT / Diesel | 2832.9055 | 942.4593 | 3441.5419 | 19715.4048 | 7614.5674 | 6779.8371 | 8768.9968 | 7120.702 | 1790.377 | 664.1222 | 984.8396 | 2593.4688 | 3294.3694 | 3614.1568 | 4098.295 | 4881.2443 | 5090.63 | 5174.9984 | 1660.6707 | 2016.0272 | 1528.1791 | 1822.7278 | 1687.9382 | 1561.7073 | 1337.3019
SA1 | Hydro | 0 | 0 | 0 | 0 | 0 | 0 | 0 | 0 | 0 | 0 | 0 | 0 | 0 | 0 | 0 | 0 | 0 | 0 | 0 | 0 | 0 | 0 | 0 | 0 | 0
SA1 | Hydrogen Turbine | 0 | 0 | 0 | 0 | 0 | 0 | 0 | 0 | 0 | 0 | 0 | 0 | 0 | 0 | 0 | 0 | 0 | 0 | 0 | 0 | 0 | 0 | 0 | 0 | 0
SA1 | Wind | 698.6362 | 720.6385 | 619.2377 | 731.9206 | 680.922 | 665.2993 | 556.9489 | 506.7616 | 451.8569 | 437.7167 | 384.055 | 341.2151 | 308.3877 | 253.3964 | 246.7806 | 213.5679 | 228.1732 | 184.2827 | 193.1575 | 171.4454 | 194.7812 | 222.3323 | 206.1846 | 205.4981 | 185.0921
SA1 | Solar PV | 144.7472 | 169.4171 | 141.3496 | 143.9402 | 134.0331 | 127.1094 | 117.4415 | 106.4911 | 98.557 | 93.4471 | 92.8939 | 78.4646 | 77.9025 | 72.0307 | 68.9062 | 63.0331 | 57.5413 | 133.3535 | 154.3519 | 151.13 | 119.9209 | 107.9683 | 99.3488 | 87.6408 | 92.4319
SA1 | Grid Battery | 17.8583 | 16.275 | 14.3286 | 87.8573 | 95.8572 | 86.3851 | 86.1803 | 81.0889 | 75.1898 | 72.2895 | 71.3243 | 66.421 | 64.0662 | 60.6185 | 55.123 | 88.8765 | 82.1901 | 108.672 | 106.0541 | 102.1258 | 91.4512 | 85.4639 | 79.1233 | 50.4812 | 97.1944
SA1 | PHES | 0 | 0 | 9.2074e-07 | 1.4116e-06 | 1.7209e-06 | 1.629e-06 | 1.5016e-06 | 1.4037e-06 | 1.3829e-06 | 1.334e-06 | 1.3269e-06 | 1.3348e-06 | 1.2463e-06 | 1.1812e-06 | 1.1578e-06 | 1.2769e-06 | 1.1908e-06 | 1.3548e-06 | 1.4332e-06 | 1.344e-06 | 1.3308e-06 | 1.2851e-06 | 1.3655e-06 | 1.2948e-06 | 1.3896e-06
SA1 | VPP | 5.0774 | 4.6532 | 4.1641 | 3.3205 | 3.6175 | 3.6471 | 3.7476 | 3.6299 | 3.4206 | 3.4944 | 3.4658 | 3.3631 | 3.3347 | 3.2241 | 3.118 | 3.1126 | 3.0304 | 2.9072 | 2.8845 | 2.839 | 2.7744 | 2.7323 | 2.6429 | 2.5675 | 2.4788
Total |  | 10702.5296 | 3562.2118 | 14059.2388 | 32448.6024 | 18031.1003 | 15369.4665 | 18206.3981 | 16426.1256 | 5748.2493 | 2623.7862 | 3278.946 | 3082.9326 | 3748.0605 | 4003.4266 | 4472.2228 | 5249.8346 | 5461.565 | 5604.214 | 2117.1189 | 2443.5674 | 1937.1069 | 2241.2248 | 2075.2379 | 1907.8951 | 1714.4992
Region | Technology | 2026-27 | 2027-28 | 2028-29 | 2029-30 | 2030-31 | 2031-32 | 2032-33 | 2033-34 | 2034-35 | 2035-36 | 2036-37 | 2037-38 | 2038-39 | 2039-40 | 2040-41 | 2041-42 | 2042-43 | 2043-44 | 2044-45 | 2045-46 | 2046-47 | 2047-48 | 2048-49 | 2049-50 | 2050-51
TAS1 | Black Coal | 0 | 0 | 0 | 0 | 0 | 0 | 0 | 0 | 0 | 0 | 0 | 0 | 0 | 0 | 0 | 0 | 0 | 0 | 0 | 0 | 0 | 0 | 0 | 0 | 0
TAS1 | Brown Coal | 0 | 0 | 0 | 0 | 0 | 0 | 0 | 0 | 0 | 0 | 0 | 0 | 0 | 0 | 0 | 0 | 0 | 0 | 0 | 0 | 0 | 0 | 0 | 0 | 0
TAS1 | CCGT | 4.8885e-06 | 4.5894e-06 | 4.3024e-06 | 3.1139e-06 | 9.6259e-06 | 9.2737e-06 | 1.021e-05 | 9.9073e-06 | 1.0088e-05 | 9.4422e-06 | 9.1788e-06 | 1.0009e-05 | 9.6154e-06 | 1.0251e-05 | 1.0011e-05 | 1.1106e-05 | 1.0767e-05 | 1.2179e-05 | 1.2512e-05 | 1.1747e-05 | 1.2221e-05 | 1.1472e-05 | 1.3085e-05 | 1.2416e-05 | 1.2735e-05
TAS1 | Gas - Steam | 0 | 0 | 0 | 0 | 0 | 0 | 0 | 0 | 0 | 0 | 0 | 0 | 0 | 0 | 0 | 0 | 0 | 0 | 0 | 0 | 0 | 0 | 0 | 0 | 0
TAS1 | OCGT / Diesel | 2.7386e-05 | 2.6503e-05 | 2.7211e-05 | 0.65303 | 19.4677 | 0.2217 | 14.6921 | 21.8135 | 105.27 | 34.8491 | 54.8929 | 122.2707 | 202.0929 | 250.6339 | 88.4467 | 127.2413 | 104.2331 | 98.5242 | 32.8835 | 38.3409 | 44.5108 | 94.8179 | 125.0029 | 136.5783 | 2.0832e-05
TAS1 | Hydro | 53869.5437 | 44824.7569 | 45648.2392 | 46067.5859 | 55984.5622 | 47304.2026 | 49142.7361 | 45167.6609 | 39924.8513 | 31817.8387 | 30571.0663 | 33116.997 | 29089.156 | 25847.4864 | 21739.9507 | 23104.6714 | 23278.4077 | 21588.5931 | 18322.5716 | 18149.4265 | 18671.5763 | 17938.7058 | 15896.2767 | 14299.9643 | 14171.0672
TAS1 | Hydrogen Turbine | 0 | 0 | 0 | 0 | 0 | 0 | 0 | 0 | 0 | 0 | 0 | 0 | 0 | 0 | 0 | 0 | 0 | 0 | 0 | 0 | 0 | 0 | 0 | 0 | 0
TAS1 | Wind | 271.5417 | 361.8213 | 353.1392 | 445.4249 | 415.976 | 429.8333 | 409.5924 | 382.6219 | 366.7281 | 331.6411 | 354.7596 | 328.3305 | 322.1538 | 275.0304 | 262.9273 | 263.2702 | 251.4815 | 256.3527 | 236.3229 | 241.4792 | 218.5374 | 214.6122 | 181.6337 | 181.0437 | 160.6153
TAS1 | Solar PV | 3.0995e-07 | 3.6202e-07 | 3.6562e-07 | 4.6927e-07 | 4.7448e-07 | 6.0392e-07 | 7.0123e-07 | 7.6405e-07 | 6.3257e-07 | 5.9789e-07 | 5.6307e-07 | 4.8721e-07 | 4.7768e-07 | 6.5563e-07 | 5.8488e-07 | 6.0559e-07 | 6.968e-07 | 6.6347e-07 | 6.6368e-07 | 6.2305e-07 | 5.7227e-07 | 5.6013e-07 | 6.3696e-07 | 5.6588e-07 | 5.9382e-07
TAS1 | Grid Battery | 2.0001e-05 | 1.9554e-05 | 1.8257e-05 | 1.7345e-05 | 0.04005 | 0.09428 | 0.17679 | 0.26555 | 0.42352 | 0.52088 | 0.68678 | 0.73343 | 0.85761 | 0.93132 | 0.9868 | 1.301 | 1.3489 | 1.3278 | 1.5757 | 1.7252 | 1.7368 | 1.8942 | 2.0477 | 2.08 | 2.1194
TAS1 | PHES | 0 | 0 | 5.503e-06 | 5.2427e-06 | 5.8952e-06 | 5.7351e-06 | 6.6518e-06 | 6.5639e-06 | 8.3456e-06 | 8.072e-06 | 9.1717e-06 | 1.0625e-05 | 1.3721e-05 | 1.2747e-05 | 1.416e-05 | 22.0073 | 39.3368 | 50.734 | 50.7956 | 45.1328 | 39.2853 | 41.109 | 36.4662 | 34.3513 | 42.1367
TAS1 | VPP | 0.15493 | 0.18756 | 0.16508 | 0.22285 | 0.27212 | 0.29634 | 0.32368 | 0.32561 | 0.39018 | 0.36723 | 0.4218 | 0.39562 | 0.40025 | 0.38024 | 0.34861 | 0.38109 | 0.33642 | 0.29148 | 0.29808 | 0.32182 | 0.29883 | 0.29849 | 0.31153 | 0.29587 | 0.28034
Total |  | 54141.2404 | 45186.7658 | 46001.5436 | 46513.8867 | 56420.3181 | 47734.6483 | 49567.521 | 45572.6875 | 40397.6631 | 32185.217 | 30981.8274 | 33568.7273 | 29614.6606 | 26374.4622 | 22092.6601 | 23518.8722 | 23675.1445 | 21995.8233 | 18644.4475 | 18476.4264 | 18975.9455 | 18291.4375 | 16241.7387 | 14654.3135 | 14376.219
Explicitly modelled load
Region | Technology | 2026-27 | 2027-28 | 2028-29 | 2029-30 | 2030-31 | 2031-32 | 2032-33 | 2033-34 | 2034-35 | 2035-36 | 2036-37 | 2037-38 | 2038-39 | 2039-40 | 2040-41 | 2041-42 | 2042-43 | 2043-44 | 2044-45 | 2045-46 | 2046-47 | 2047-48 | 2048-49 | 2049-50 | 2050-51
NEM | Grid Battery Pump | 142.6937 | 131.7531 | 116.9268 | 92.7978 | 100.9748 | 98.8186 | 106.1897 | 109.9756 | 114.7989 | 119.1942 | 128.4893 | 134.6285 | 141.7062 | 147.3863 | 146.1636 | 155.8956 | 163.1932 | 163.6539 | 174.3029 | 183.4345 | 180.8362 | 194.0999 | 195.5271 | 195.6642 | 191.7044
NEM | PHES Pump | 26776.4294 | 25848.1598 | 25795.0985 | 25878.2701 | 48424.8987 | 42528.1749 | 44227.947 | 42503.2263 | 37071.744 | 36466.3063 | 37936.2566 | 33435.4486 | 29629.8442 | 28909.7293 | 24243.7134 | 24812.654 | 22928.9199 | 19668.6662 | 21070.3646 | 19752.4002 | 15238.1937 | 13153.7868 | 13124.2931 | 11871.8598 | 11765.5445
NEM | VPP Pump | 21.7151 | 22.776 | 22.9508 | 20.5634 | 22.2704 | 22.4016 | 22.9612 | 22.8233 | 22.1969 | 21.7824 | 22.0433 | 22.0656 | 22.0629 | 21.9769 | 21.1879 | 21.6904 | 21.6237 | 21.0684 | 21.4349 | 21.7785 | 21.321 | 21.959 | 21.9489 | 21.9647 | 21.604
Region | Technology | 2026-27 | 2027-28 | 2028-29 | 2029-30 | 2030-31 | 2031-32 | 2032-33 | 2033-34 | 2034-35 | 2035-36 | 2036-37 | 2037-38 | 2038-39 | 2039-40 | 2040-41 | 2041-42 | 2042-43 | 2043-44 | 2044-45 | 2045-46 | 2046-47 | 2047-48 | 2048-49 | 2049-50 | 2050-51
NSW1 | Grid Battery Pump | 33.7085 | 32.4034 | 30.2511 | 26.0651 | 27.2006 | 28.49 | 30.0697 | 32.2671 | 34.2798 | 37.3545 | 38.8269 | 42.3704 | 45.5205 | 48.648 | 50.9365 | 54.0492 | 56.9969 | 58.8185 | 63.0226 | 65.6811 | 64.5618 | 69.0712 | 68.6133 | 67.3554 | 66.3639
NSW1 | PHES Pump | 18518.7639 | 18099.7363 | 19190.1975 | 19760.197 | 44333.7189 | 39788.1931 | 40029.7485 | 38233.6248 | 33452.3345 | 33388.0252 | 34707.2108 | 30182.2034 | 26780.587 | 26118.9238 | 21951.6198 | 22329.0132 | 20545.6479 | 17685.5062 | 19052.4228 | 17841.266 | 14050.1274 | 11967.9507 | 12089.7403 | 10873.8083 | 10831.9107
NSW1 | VPP Pump | 8.3995 | 9.0838 | 9.2785 | 8.3611 | 8.5728 | 8.6076 | 8.4369 | 8.291 | 7.8061 | 7.4744 | 7.2082 | 7.3179 | 7.2741 | 7.2923 | 7.1275 | 7.112 | 7.0525 | 6.8979 | 7.0007 | 6.9972 | 6.7997 | 6.9735 | 6.8504 | 6.6692 | 6.6679
Region | Technology | 2026-27 | 2027-28 | 2028-29 | 2029-30 | 2030-31 | 2031-32 | 2032-33 | 2033-34 | 2034-35 | 2035-36 | 2036-37 | 2037-38 | 2038-39 | 2039-40 | 2040-41 | 2041-42 | 2042-43 | 2043-44 | 2044-45 | 2045-46 | 2046-47 | 2047-48 | 2048-49 | 2049-50 | 2050-51
QLD1 | Grid Battery Pump | 17.2671 | 16.788 | 16.2177 | 13.481 | 14.7393 | 16.0506 | 17.6672 | 19.1383 | 20.7232 | 23.1343 | 25.4394 | 27.6659 | 29.9886 | 32.2713 | 34.4727 | 37.0848 | 39.2943 | 41.4266 | 43.5279 | 45.3284 | 46.3395 | 48.4776 | 49.4858 | 50.3333 | 49.2557
QLD1 | PHES Pump | 8257.6655 | 7748.4235 | 6604.901 | 6118.073 | 4091.1798 | 2739.9818 | 4198.1985 | 4269.6015 | 3619.4095 | 3078.2811 | 3229.0458 | 3253.2452 | 2849.2572 | 2790.8055 | 2292.0935 | 2483.6408 | 2383.272 | 1983.1599 | 2017.9418 | 1911.1341 | 1188.0662 | 1185.8361 | 1034.5528 | 998.0515 | 933.6337
QLD1 | VPP Pump | 3.1795 | 3.8457 | 4.4305 | 4.2747 | 4.6611 | 4.9288 | 5.0365 | 4.9892 | 4.8836 | 5.0181 | 5.1216 | 5.2151 | 5.2492 | 5.4027 | 5.4249 | 5.496 | 5.5352 | 5.5459 | 5.603 | 5.6537 | 5.7154 | 5.8082 | 5.8345 | 5.8953 | 5.8454
Region | Technology | 2026-27 | 2027-28 | 2028-29 | 2029-30 | 2030-31 | 2031-32 | 2032-33 | 2033-34 | 2034-35 | 2035-36 | 2036-37 | 2037-38 | 2038-39 | 2039-40 | 2040-41 | 2041-42 | 2042-43 | 2043-44 | 2044-45 | 2045-46 | 2046-47 | 2047-48 | 2048-49 | 2049-50 | 2050-51
VIC1 | Grid Battery Pump | 70.56 | 63.1807 | 53.4382 | 39.3439 | 44.3785 | 39.8093 | 43.4637 | 43.6813 | 46.102 | 44.2446 | 49.1356 | 49.3171 | 50.3639 | 50.3757 | 44.5645 | 47.7112 | 49.4602 | 48.6199 | 52.0137 | 56.0292 | 53.335 | 59.347 | 60.7624 | 61.2804 | 59.4957
VIC1 | PHES Pump | 0 | 0 | 0 | 0 | 0 | 0 | 0 | 0 | 0 | 0 | 0 | 0 | 0 | 0 | 0 | 0 | 0 | 0 | 0 | 0 | 0 | 0 | 0 | 0 | 0
VIC1 | VPP Pump | 3.9931 | 4.1394 | 4.1492 | 3.7685 | 4.4603 | 4.2254 | 4.6933 | 4.8945 | 5.0225 | 4.7475 | 5.1384 | 5.1114 | 5.1358 | 5.0506 | 4.5462 | 4.9821 | 5.0711 | 4.8641 | 5.0877 | 5.4002 | 5.1986 | 5.6031 | 5.7962 | 6.0283 | 5.8473
Region | Technology | 2026-27 | 2027-28 | 2028-29 | 2029-30 | 2030-31 | 2031-32 | 2032-33 | 2033-34 | 2034-35 | 2035-36 | 2036-37 | 2037-38 | 2038-39 | 2039-40 | 2040-41 | 2041-42 | 2042-43 | 2043-44 | 2044-45 | 2045-46 | 2046-47 | 2047-48 | 2048-49 | 2049-50 | 2050-51
SA1 | Grid Battery Pump | 21.1581 | 19.381 | 17.0198 | 13.9078 | 14.6094 | 14.3576 | 14.7806 | 14.5771 | 13.1941 | 13.8495 | 14.2771 | 14.4144 | 14.8242 | 14.9956 | 15.0247 | 15.5214 | 15.8518 | 13.2259 | 13.8908 | 14.3589 | 14.5616 | 14.9774 | 14.2564 | 14.2396 | 14.1034
SA1 | PHES Pump | 0 | 0 | 0 | 0 | 0 | 0 | 0 | 0 | 0 | 0 | 0 | 0 | 0 | 0 | 0 | 0 | 0 | 0 | 0 | 0 | 0 | 0 | 0 | 0 | 0
SA1 | VPP Pump | 5.9612 | 5.4864 | 4.8985 | 3.8958 | 4.2571 | 4.2902 | 4.4134 | 4.2667 | 4.0246 | 4.1114 | 4.0777 | 3.9568 | 3.9328 | 3.784 | 3.6781 | 3.6527 | 3.5683 | 3.4176 | 3.3938 | 3.3478 | 3.2567 | 3.2232 | 3.1012 | 3.0234 | 2.9139
Region | Technology | 2026-27 | 2027-28 | 2028-29 | 2029-30 | 2030-31 | 2031-32 | 2032-33 | 2033-34 | 2034-35 | 2035-36 | 2036-37 | 2037-38 | 2038-39 | 2039-40 | 2040-41 | 2041-42 | 2042-43 | 2043-44 | 2044-45 | 2045-46 | 2046-47 | 2047-48 | 2048-49 | 2049-50 | 2050-51
TAS1 | Grid Battery Pump | 0 | 0 | 0 | 0 | 0.047109 | 0.11106 | 0.20851 | 0.3118 | 0.49975 | 0.61139 | 0.81029 | 0.86069 | 1.009 | 1.0958 | 1.1652 | 1.5291 | 1.59 | 1.5629 | 1.8479 | 2.0371 | 2.0384 | 2.2267 | 2.4092 | 2.4554 | 2.4856
TAS1 | PHES Pump | 0 | 0 | 0 | 0 | 0 | 0 | 0 | 0 | 0 | 0 | 0 | 0 | 0 | 0 | 0 | 0 | 0 | 0 | 0 | 0 | 0 | 0 | 0 | 0 | 0
TAS1 | VPP Pump | 0.18177 | 0.22075 | 0.19416 | 0.26324 | 0.31914 | 0.34954 | 0.38106 | 0.38201 | 0.46015 | 0.43099 | 0.49732 | 0.46443 | 0.47092 | 0.44738 | 0.41123 | 0.44764 | 0.39655 | 0.34294 | 0.34969 | 0.37969 | 0.35065 | 0.35112 | 0.36654 | 0.34846 | 0.32952

## ML2_FOM Cost
FOM cost by technology ($000s) - ML2, Progressive Change Scenario
FOM | Real June 2024 dollars discounted to 1 July 2025. For new entrant capacity, the FOM is incurred annually in modelling. For existing capacity that retires early as part of the least-cost solution, the associated FOM savings are presented as a negative cost that continues until the assumed fixed date retirement. For existing, committed and anticipated generators that do not retire early, FOM costs are not included since there will be no difference in these costs between the Base Case and option case.
Explicitly modelled generation
Region | Technology | 2026-27 | 2027-28 | 2028-29 | 2029-30 | 2030-31 | 2031-32 | 2032-33 | 2033-34 | 2034-35 | 2035-36 | 2036-37 | 2037-38 | 2038-39 | 2039-40 | 2040-41 | 2041-42 | 2042-43 | 2043-44 | 2044-45 | 2045-46 | 2046-47 | 2047-48 | 2048-49 | 2049-50 | 2050-51
NEM | Black Coal | 0 | 0 | -32566.2527 | -443202.6102 | -414208.0468 | -359577.1312 | -335104.155 | -172936.1926 | -161622.6197 | -99170.8147 | -72121.1708 | -36234.6855 | -33864.192 | -31732.5454 | -27860.7039 | -26038.041 | -24334.6174 | -16194.7887 | -8934.2893 | -2594.3895 | -1.1299e-05 | -1.0587e-05 | -9.8668e-06 | -9.2213e-06 | -8.618e-06
NEM | Brown Coal | 0 | -4.616e-05 | -0.0051195 | -299785.1213 | -280173.0104 | -262536.9817 | -244668.6003 | -228662.2432 | -213703.0312 | -20276.1154 | -18896.1141 | -17659.9197 | -16504.5979 | -15465.6842 | -14413.083 | -13470.171 | -12588.9449 | -11796.5096 | -10993.634 | -10274.4243 | -9602.2657 | 0 | 0 | 0 | 0
NEM | CCGT | 2.2703e-05 | 2.1274e-05 | 1.9826e-05 | 1.8529e-05 | 3.9913e-05 | 3.863e-05 | 4.1816e-05 | 3.9081e-05 | 3.6524e-05 | 3.4225e-05 | 3.1896e-05 | 4.1349e-05 | 4.0229e-05 | 3.9521e-05 | 4.1321e-05 | 6.7715e-05 | 7.4044e-05 | 0.00020905 | 0.00019583 | 0.00018302 | 2871.6988 | 2690.9342 | 2507.7881 | 2343.7272 | 2190.3992
NEM | Gas - Steam | 0 | 0 | 0 | 0 | 0 | 0 | 0 | 0 | 0 | 0 | 0 | 0 | 0 | 0 | 0 | 0 | 0 | 0 | 0 | 0 | 0 | 0 | 0 | 0 | 0
NEM | OCGT / Diesel | 9.3901e-05 | 9.0307e-05 | 8.765e-05 | 0.00010059 | 9.6828e-05 | 9.0733e-05 | 0.00010007 | 9.3519e-05 | 8.7401e-05 | 8.1899e-05 | 9.103e-05 | 9.5054e-05 | 9.1334e-05 | 9.1505e-05 | 8.8391e-05 | 0.00011568 | 0.00010812 | 2069.7658 | 6236.9516 | 5828.9267 | 5447.5952 | 5104.6859 | 11899.395 | 11120.9299 | 13581.2356
NEM | Hydro | 0 | 0 | 0 | 0 | 0 | 0 | 0 | 0 | 0 | 0 | 0 | 0 | 0 | 0 | 0 | 0 | 0 | 0 | 0 | 0 | 0 | 0 | 0 | 0 | 0
NEM | Hydrogen Turbine | 0 | 0 | 0 | 0 | 0 | 0 | 0 | 0 | 0 | 0 | 0 | 0 | 0 | 0 | 0 | 0 | 0 | 0 | 0 | 0 | 0 | 0 | 0 | 0 | 0
NEM | Wind | 13723.5112 | 32654.293 | 151277.1649 | 645970.2843 | 606256.2051 | 570479.6605 | 533875.6315 | 533642.2354 | 737261.3876 | 692672.5387 | 647469.628 | 679325.5958 | 704242.4204 | 724905.2979 | 675567.9275 | 631371.8952 | 592815.969 | 555500.0296 | 532292.4011 | 500973.1061 | 491715.7298 | 466520.0789 | 434768.519 | 414885.9571 | 400781.5469
NEM | Solar PV | 23470.8386 | 36645.3493 | 34151.2518 | 57016.7258 | 53286.6597 | 49932.4284 | 46534.0056 | 54383.8275 | 103482.2491 | 96968.36 | 90368.6511 | 84456.6833 | 78931.4797 | 73962.986 | 68929.0329 | 64419.6569 | 60205.2869 | 61924.9877 | 61009.5019 | 57018.2261 | 53854.645 | 54073.2048 | 59114.6784 | 55533.7614 | 51900.7116
NEM | Grid Battery | 3162.3311 | 24063.0843 | 32936.0874 | 98553.739 | 92106.2981 | 86308.4901 | 80434.2967 | 75172.2399 | 87105.3434 | 81622.3302 | 76067.0788 | 71090.7279 | 66439.9326 | 62257.7434 | 58020.4543 | 60052.4673 | 57920.447 | 60289.1566 | 56185.8504 | 52510.1405 | 53658.6645 | 50281.017 | 51331.7108 | 47973.5623 | 55570.8572
NEM | PHES | 0 | 0 | 0.0021163 | 0.0048899 | 0.0046788 | 0.004408 | 0.004268 | 0.0040142 | 0.0039629 | 0.0037134 | 0.0036344 | 0.0036515 | 0.0037843 | 0.0035664 | 0.0035823 | 3183.8663 | 6106.3354 | 8611.7493 | 8025.6303 | 7500.589 | 7009.8967 | 7018.0704 | 6540.418 | 6338.5291 | 7655.7519
NEM | VPP | 0 | 0 | 0 | 0 | 0 | 0 | 0 | 0 | 0 | 0 | 0 | 0 | 0 | 0 | 0 | 0 | 0 | 0 | 0 | 0 | 0 | 0 | 0 | 0 | 0
Total |  | 40356.6809 | 93362.7266 | 185798.2485 | 58553.0228 | 57268.1105 | 84606.4707 | 81071.1829 | 261599.8712 | 552523.3332 | 751816.3026 | 722888.0768 | 780978.4056 | 799245.0467 | 813927.8014 | 760243.6315 | 719519.6739 | 680124.4762 | 660404.3909 | 643822.4122 | 610962.1749 | 604955.9644 | 585687.9911 | 566162.5093 | 538196.4669 | 531680.5024
Region | Technology | 2026-27 | 2027-28 | 2028-29 | 2029-30 | 2030-31 | 2031-32 | 2032-33 | 2033-34 | 2034-35 | 2035-36 | 2036-37 | 2037-38 | 2038-39 | 2039-40 | 2040-41 | 2041-42 | 2042-43 | 2043-44 | 2044-45 | 2045-46 | 2046-47 | 2047-48 | 2048-49 | 2049-50 | 2050-51
NSW1 | Black Coal | 0 | 0 | -0.001432 | -187472.738 | -175208.1663 | -164179.3514 | -153005.2332 | -2750.2844 | -2570.3692 | -2408.5723 | -2244.6438 | -2097.798 | -1960.5589 | -1837.1477 | 0 | 0 | 0 | 0 | 0 | 0 | 0 | 0 | 0 | 0 | 0
NSW1 | Brown Coal | 0 | 0 | 0 | 0 | 0 | 0 | 0 | 0 | 0 | 0 | 0 | 0 | 0 | 0 | 0 | 0 | 0 | 0 | 0 | 0 | 0 | 0 | 0 | 0 | 0
NSW1 | CCGT | 6.6083e-06 | 6.1924e-06 | 5.7709e-06 | 5.3934e-06 | 1.0651e-05 | 9.9806e-06 | 1.0288e-05 | 9.6147e-06 | 8.9857e-06 | 8.4201e-06 | 7.847e-06 | 8.5578e-06 | 9.5828e-06 | 9.9856e-06 | 1.1001e-05 | 1.6718e-05 | 1.9019e-05 | 4.0302e-05 | 3.7559e-05 | 3.5102e-05 | 3.9355e-05 | 3.6878e-05 | 3.4368e-05 | 3.212e-05 | 3.2735e-05
NSW1 | Gas - Steam | 0 | 0 | 0 | 0 | 0 | 0 | 0 | 0 | 0 | 0 | 0 | 0 | 0 | 0 | 0 | 0 | 0 | 0 | 0 | 0 | 0 | 0 | 0 | 0 | 0
NSW1 | OCGT / Diesel | 1.9394e-05 | 2.0491e-05 | 1.9096e-05 | 2.7103e-05 | 2.533e-05 | 2.3736e-05 | 2.212e-05 | 2.0673e-05 | 1.9321e-05 | 1.8105e-05 | 1.759e-05 | 1.8585e-05 | 1.9247e-05 | 2.0279e-05 | 2.08e-05 | 3.183e-05 | 2.9748e-05 | 2069.7655 | 5744.3943 | 5368.5928 | 5017.3765 | 4701.548 | 7563.4457 | 7068.6409 | 7253.1077
NSW1 | Hydro | 0 | 0 | 0 | 0 | 0 | 0 | 0 | 0 | 0 | 0 | 0 | 0 | 0 | 0 | 0 | 0 | 0 | 0 | 0 | 0 | 0 | 0 | 0 | 0 | 0
NSW1 | Hydrogen Turbine | 0 | 0 | 0 | 0 | 0 | 0 | 0 | 0 | 0 | 0 | 0 | 0 | 0 | 0 | 0 | 0 | 0 | 0 | 0 | 0 | 0 | 0 | 0 | 0 | 0
NSW1 | Wind | 5820.7191 | 17843.6232 | 56301.5476 | 89405.5378 | 83556.5774 | 78296.948 | 72968.0236 | 68194.4145 | 63733.0977 | 59721.2953 | 55656.6379 | 52015.5495 | 48612.663 | 45552.6455 | 42452.3126 | 39675.0585 | 37079.494 | 34745.454 | 46196.2583 | 45627.2355 | 57156.3056 | 54058.1968 | 50378.9724 | 47083.1523 | 50846.8427
NSW1 | Solar PV | 23470.8383 | 36645.3491 | 34151.2507 | 31917.0567 | 29829.0249 | 27951.3796 | 26048.9965 | 24344.8566 | 22752.2024 | 21320.0213 | 19868.9713 | 18569.1321 | 17354.329 | 16261.9274 | 15155.1336 | 14163.6762 | 13237.0806 | 12403.8471 | 11559.6359 | 10803.398 | 10663.2169 | 11746.2879 | 10946.8304 | 10230.6826 | 9561.3856
NSW1 | Grid Battery | 0.000321 | 9921.7639 | 9246.4843 | 53178.9116 | 49699.9174 | 46571.4605 | 43401.7866 | 40562.4174 | 37908.8013 | 35522.5589 | 33104.8781 | 30939.1384 | 28915.0826 | 27094.9671 | 25250.8719 | 23598.9459 | 22055.0896 | 20666.7896 | 19260.1989 | 18000.1859 | 16822.6036 | 15763.6727 | 14690.7904 | 13729.711 | 12831.5086
NSW1 | PHES | 0 | 0 | 0.00056393 | 0.0017349 | 0.0016214 | 0.0015193 | 0.0014159 | 0.0013233 | 0.0012367 | 0.0011589 | 0.00108 | 0.0010093 | 0.00094331 | 0.00088393 | 0.0008291 | 0.00085137 | 0.00079567 | 0.00084356 | 0.00091049 | 0.00085604 | 0.00083726 | 0.00078455 | 0.00083786 | 0.00078305 | 0.00096676
NSW1 | VPP | 0 | 0 | 0 | 0 | 0 | 0 | 0 | 0 | 0 | 0 | 0 | 0 | 0 | 0 | 0 | 0 | 0 | 0 | 0 | 0 | 0 | 0 | 0 | 0 | 0
Total |  | 29291.5577 | 64410.7362 | 99699.2817 | -12971.2301 | -12122.645 | -11359.5618 | -10586.4251 | 130351.4054 | 121823.7335 | 114155.3044 | 106385.8446 | 99426.023 | 92921.5168 | 87072.3933 | 82858.3189 | 77437.6815 | 72371.6651 | 69885.8571 | 82760.4883 | 79799.4131 | 89659.5035 | 86269.7062 | 83580.0399 | 78112.1876 | 80492.8456
Region | Technology | 2026-27 | 2027-28 | 2028-29 | 2029-30 | 2030-31 | 2031-32 | 2032-33 | 2033-34 | 2034-35 | 2035-36 | 2036-37 | 2037-38 | 2038-39 | 2039-40 | 2040-41 | 2041-42 | 2042-43 | 2043-44 | 2044-45 | 2045-46 | 2046-47 | 2047-48 | 2048-49 | 2049-50 | 2050-51
QLD1 | Black Coal | 0 | 0 | -32566.2513 | -255729.8722 | -238999.8805 | -195397.7798 | -182098.9218 | -170185.9081 | -159052.2505 | -96762.2424 | -69876.5269 | -34136.8875 | -31903.6332 | -29895.3977 | -27860.7039 | -26038.041 | -24334.6174 | -16194.7887 | -8934.2893 | -2594.3895 | -1.1299e-05 | -1.0587e-05 | -9.8668e-06 | -9.2213e-06 | -8.618e-06
QLD1 | Brown Coal | 0 | 0 | 0 | 0 | 0 | 0 | 0 | 0 | 0 | 0 | 0 | 0 | 0 | 0 | 0 | 0 | 0 | 0 | 0 | 0 | 0 | 0 | 0 | 0 | 0
QLD1 | CCGT | 6.5058e-06 | 6.0962e-06 | 5.6813e-06 | 5.3096e-06 | 9.5479e-06 | 1.0177e-05 | 1.1019e-05 | 1.0299e-05 | 9.6249e-06 | 9.019e-06 | 8.4052e-06 | 1.1728e-05 | 1.0961e-05 | 1.0271e-05 | 1.1171e-05 | 1.5863e-05 | 2.2189e-05 | 5.5744e-05 | 5.195e-05 | 4.8551e-05 | 2871.6987 | 2690.9341 | 2507.788 | 2343.7271 | 2190.3991
QLD1 | Gas - Steam | 0 | 0 | 0 | 0 | 0 | 0 | 0 | 0 | 0 | 0 | 0 | 0 | 0 | 0 | 0 | 0 | 0 | 0 | 0 | 0 | 0 | 0 | 0 | 0 | 0
QLD1 | OCGT / Diesel | 1.9264e-05 | 1.8051e-05 | 1.8849e-05 | 2.1651e-05 | 2.0235e-05 | 1.8961e-05 | 1.7671e-05 | 1.6515e-05 | 1.5434e-05 | 1.4463e-05 | 1.4247e-05 | 2.0249e-05 | 1.8924e-05 | 1.7733e-05 | 1.6526e-05 | 2.1742e-05 | 2.032e-05 | 4.0485e-05 | 5.3324e-05 | 4.9836e-05 | 0.00017196 | 0.00016114 | 2069.4178 | 1934.0354 | 1807.5097
QLD1 | Hydro | 0 | 0 | 0 | 0 | 0 | 0 | 0 | 0 | 0 | 0 | 0 | 0 | 0 | 0 | 0 | 0 | 0 | 0 | 0 | 0 | 0 | 0 | 0 | 0 | 0
QLD1 | Hydrogen Turbine | 0 | 0 | 0 | 0 | 0 | 0 | 0 | 0 | 0 | 0 | 0 | 0 | 0 | 0 | 0 | 0 | 0 | 0 | 0 | 0 | 0 | 0 | 0 | 0 | 0
QLD1 | Wind | 0.00024864 | 0.00023299 | 7694.6775 | 128485.787 | 120080.1748 | 112521.4973 | 104863.2352 | 98003.0235 | 91591.6107 | 85826.2007 | 79984.8321 | 74752.1795 | 69861.85 | 65464.2615 | 61008.7354 | 57017.5097 | 53287.3922 | 49933.1158 | 46534.6463 | 43490.3236 | 44422.5666 | 41626.3028 | 38793.1985 | 44056.9447 | 47243.1597
QLD1 | Solar PV | 8.5793e-05 | 8.9341e-05 | 0.00098832 | 15624.4111 | 14602.2534 | 13683.0864 | 12751.8096 | 22811.6817 | 60708.309 | 56886.9078 | 53015.1601 | 49546.8785 | 46305.494 | 43390.7056 | 40437.5153 | 37792.0704 | 35319.6919 | 33096.426 | 30843.8688 | 28826.0456 | 26940.2296 | 27098.6812 | 33762.1415 | 31792.16 | 29712.2991
QLD1 | Grid Battery | 0.00027232 | 0.0093119 | 0.0089189 | 11998.0001 | 11213.0842 | 10507.2551 | 9792.1267 | 9151.5203 | 8552.8227 | 8014.4488 | 7468.982 | 6980.357 | 6523.6981 | 6113.0514 | 5696.9944 | 8642.3803 | 9873.6367 | 12857.5836 | 11982.4908 | 11198.5896 | 15049.7377 | 14102.403 | 17615.4288 | 16463.0176 | 22130.3912
QLD1 | PHES | 0 | 0 | 0.00069043 | 0.0017227 | 0.00161 | 0.0015087 | 0.001406 | 0.001314 | 0.001228 | 0.0011507 | 0.0010724 | 0.0010079 | 0.000942 | 0.0008827 | 0.00084018 | 0.0009417 | 0.00092715 | 0.0010936 | 0.0010924 | 0.001021 | 0.0012034 | 0.0011277 | 0.0013823 | 0.0012919 | 0.0012434
QLD1 | VPP | 0 | 0 | 0 | 0 | 0 | 0 | 0 | 0 | 0 | 0 | 0 | 0 | 0 | 0 | 0 | 0 | 0 | 0 | 0 | 0 | 0 | 0 | 0 | 0 | 0
Total |  | 0.00063253 | 0.0096583 | -24871.5632 | -99621.6722 | -93104.3665 | -58685.9394 | -54691.7488 | -40219.6813 | 1800.4931 | 53965.3162 | 70592.4483 | 97142.5286 | 90787.4098 | 85072.6218 | 79282.5421 | 77413.9203 | 74146.1044 | 79692.3379 | 80426.7179 | 80920.5704 | 89284.2339 | 85518.3223 | 94747.976 | 96589.886 | 103083.76
Region | Technology | 2026-27 | 2027-28 | 2028-29 | 2029-30 | 2030-31 | 2031-32 | 2032-33 | 2033-34 | 2034-35 | 2035-36 | 2036-37 | 2037-38 | 2038-39 | 2039-40 | 2040-41 | 2041-42 | 2042-43 | 2043-44 | 2044-45 | 2045-46 | 2046-47 | 2047-48 | 2048-49 | 2049-50 | 2050-51
VIC1 | Black Coal | 0 | 0 | 0 | 0 | 0 | 0 | 0 | 0 | 0 | 0 | 0 | 0 | 0 | 0 | 0 | 0 | 0 | 0 | 0 | 0 | 0 | 0 | 0 | 0 | 0
VIC1 | Brown Coal | 0 | -4.616e-05 | -0.0051195 | -299785.1213 | -280173.0104 | -262536.9817 | -244668.6003 | -228662.2432 | -213703.0312 | -20276.1154 | -18896.1141 | -17659.9197 | -16504.5979 | -15465.6842 | -14413.083 | -13470.171 | -12588.9449 | -11796.5096 | -10993.634 | -10274.4243 | -9602.2657 | 0 | 0 | 0 | 0
VIC1 | CCGT | 0 | 0 | 0 | 0 | 0 | 0 | 0 | 0 | 0 | 0 | 0 | 0 | 0 | 0 | 0 | 0 | 0 | 0 | 0 | 0 | 0 | 0 | 0 | 0 | 0
VIC1 | Gas - Steam | 0 | 0 | 0 | 0 | 0 | 0 | 0 | 0 | 0 | 0 | 0 | 0 | 0 | 0 | 0 | 0 | 0 | 0 | 0 | 0 | 0 | 0 | 0 | 0 | 0
VIC1 | OCGT / Diesel | 1.8857e-05 | 1.767e-05 | 1.7931e-05 | 2.2144e-05 | 2.0696e-05 | 1.9393e-05 | 2.5432e-05 | 2.3768e-05 | 2.2213e-05 | 2.0815e-05 | 1.9398e-05 | 1.8129e-05 | 1.6943e-05 | 1.788e-05 | 1.7285e-05 | 2.4524e-05 | 2.292e-05 | 0.0001095 | 492.5571 | 460.3338 | 430.2185 | 403.1376 | 2266.5313 | 2118.2536 | 4520.6181
VIC1 | Hydro | 0 | 0 | 0 | 0 | 0 | 0 | 0 | 0 | 0 | 0 | 0 | 0 | 0 | 0 | 0 | 0 | 0 | 0 | 0 | 0 | 0 | 0 | 0 | 0 | 0
VIC1 | Hydrogen Turbine | 0 | 0 | 0 | 0 | 0 | 0 | 0 | 0 | 0 | 0 | 0 | 0 | 0 | 0 | 0 | 0 | 0 | 0 | 0 | 0 | 0 | 0 | 0 | 0 | 0
VIC1 | Wind | 0.00034306 | 0.00032384 | 66576.9674 | 387132.8458 | 361806.3978 | 339031.7986 | 315957.1466 | 327902.4692 | 543039.5211 | 508856.8545 | 474223.8353 | 515599.9166 | 549532.6982 | 578345.7071 | 538983.2463 | 503722.6599 | 470768.8409 | 441135.3912 | 411111.5243 | 384216.3777 | 359080.7268 | 336477.7003 | 313576.8814 | 293062.506 | 273890.1925
VIC1 | Solar PV | 2.5706e-05 | 2.7721e-05 | 3.3419e-05 | 9475.2574 | 8855.3807 | 8297.9618 | 7733.1989 | 7227.2887 | 20021.7371 | 18761.4304 | 17484.5193 | 16340.6722 | 15271.6563 | 14310.3525 | 13336.3837 | 12463.91 | 11648.514 | 10915.2759 | 10172.3775 | 9506.8948 | 8884.9484 | 8325.6683 | 7759.0197 | 7251.4203 | 6777.0283
VIC1 | Grid Battery | 3162.3253 | 14141.3062 | 23689.5895 | 26630.6591 | 24888.4665 | 23321.8141 | 21734.5213 | 20312.6367 | 35834.6862 | 33579.003 | 31293.6014 | 29246.3565 | 27333.0434 | 25612.5125 | 23869.3137 | 22307.7698 | 20848.383 | 19536.0414 | 18206.4099 | 17015.3364 | 15902.1835 | 14901.19 | 13887.0085 | 12978.5131 | 12129.4521
VIC1 | PHES | 0 | 0 | 0.00022456 | 0.00072848 | 0.00068083 | 0.00063797 | 0.00059455 | 0.00055565 | 0.0005193 | 0.00048661 | 0.00045349 | 0.00042383 | 0.0003961 | 0.00037804 | 0.00035799 | 0.00035454 | 0.00033135 | 0.00037868 | 0.00037672 | 0.00035207 | 0.00035127 | 0.00033855 | 0.00035362 | 0.00033049 | 0.00037742
VIC1 | VPP | 0 | 0 | 0 | 0 | 0 | 0 | 0 | 0 | 0 | 0 | 0 | 0 | 0 | 0 | 0 | 0 | 0 | 0 | 0 | 0 | 0 | 0 | 0 | 0 | 0
Total |  | 3162.3257 | 14141.3066 | 90266.552 | 123453.6418 | 115377.2353 | 108114.5934 | 100756.2671 | 126780.1519 | 385192.9138 | 540921.1731 | 504105.8423 | 543527.026 | 575632.8004 | 602802.8883 | 561775.861 | 525024.169 | 490676.7934 | 459790.1995 | 428989.2352 | 400924.5188 | 374695.8119 | 360107.6965 | 337489.4413 | 315410.6932 | 297317.2913
Region | Technology | 2026-27 | 2027-28 | 2028-29 | 2029-30 | 2030-31 | 2031-32 | 2032-33 | 2033-34 | 2034-35 | 2035-36 | 2036-37 | 2037-38 | 2038-39 | 2039-40 | 2040-41 | 2041-42 | 2042-43 | 2043-44 | 2044-45 | 2045-46 | 2046-47 | 2047-48 | 2048-49 | 2049-50 | 2050-51
SA1 | Black Coal | 0 | 0 | 0 | 0 | 0 | 0 | 0 | 0 | 0 | 0 | 0 | 0 | 0 | 0 | 0 | 0 | 0 | 0 | 0 | 0 | 0 | 0 | 0 | 0 | 0
SA1 | Brown Coal | 0 | 0 | 0 | 0 | 0 | 0 | 0 | 0 | 0 | 0 | 0 | 0 | 0 | 0 | 0 | 0 | 0 | 0 | 0 | 0 | 0 | 0 | 0 | 0 | 0
SA1 | CCGT | 6.4399e-06 | 6.0345e-06 | 5.6238e-06 | 5.2559e-06 | 1.3192e-05 | 1.2362e-05 | 1.3771e-05 | 1.287e-05 | 1.2028e-05 | 1.1271e-05 | 1.0504e-05 | 1.5324e-05 | 1.4321e-05 | 1.342e-05 | 1.3701e-05 | 2.8861e-05 | 2.6973e-05 | 0.00010604 | 9.8824e-05 | 9.2359e-05 | 8.6317e-05 | 8.0883e-05 | 7.5378e-05 | 7.0447e-05 | 6.5838e-05
SA1 | Gas - Steam | 0 | 0 | 0 | 0 | 0 | 0 | 0 | 0 | 0 | 0 | 0 | 0 | 0 | 0 | 0 | 0 | 0 | 0 | 0 | 0 | 0 | 0 | 0 | 0 | 0
SA1 | OCGT / Diesel | 1.8432e-05 | 1.7272e-05 | 1.6097e-05 | 1.5044e-05 | 1.4059e-05 | 1.3174e-05 | 1.8779e-05 | 1.7551e-05 | 1.6403e-05 | 1.537e-05 | 2.6819e-05 | 2.5065e-05 | 2.3425e-05 | 2.1951e-05 | 2.0457e-05 | 2.1332e-05 | 1.9936e-05 | 5.185e-05 | 8.0972e-05 | 7.5675e-05 | 7.0724e-05 | 6.6272e-05 | 6.1762e-05 | 5.7721e-05 | 8.7414e-05
SA1 | Hydro | 0 | 0 | 0 | 0 | 0 | 0 | 0 | 0 | 0 | 0 | 0 | 0 | 0 | 0 | 0 | 0 | 0 | 0 | 0 | 0 | 0 | 0 | 0 | 0 | 0
SA1 | Hydrogen Turbine | 0 | 0 | 0 | 0 | 0 | 0 | 0 | 0 | 0 | 0 | 0 | 0 | 0 | 0 | 0 | 0 | 0 | 0 | 0 | 0 | 0 | 0 | 0 | 0 | 0
SA1 | Wind | 0.00032852 | 0.00030784 | 0.00034879 | 14850.1792 | 13878.6721 | 13005.0524 | 12119.9229 | 11327.0307 | 10586.01 | 9919.6533 | 9244.5174 | 8639.7359 | 8074.5195 | 7566.2533 | 7051.2909 | 6589.992 | 8907.6483 | 8346.9397 | 8563.1938 | 9053.395 | 13686.2484 | 18081.3771 | 16850.7507 | 16506.984 | 15552.408
SA1 | Solar PV | 6.1502e-05 | 6.1528e-05 | 7.9935e-05 | 0.00061236 | 0.0005723 | 0.00053628 | 0.00049978 | 0.00046708 | 0.00043652 | 0.00040905 | 0.00038121 | 0.00035627 | 0.00033296 | 0.000312 | 0.00029077 | 0.00027357 | 0.00031465 | 5509.4386 | 8433.6197 | 7881.8876 | 7366.2501 | 6902.5674 | 6646.6868 | 6259.4984 | 5849.9986
SA1 | Grid Battery | 0.0047486 | 0.0044703 | 0.0043209 | 6746.1679 | 6304.8298 | 5907.9602 | 5505.8618 | 5145.6652 | 4809.0329 | 4506.3191 | 4199.6171 | 3924.8758 | 3668.1082 | 3437.2121 | 3203.2739 | 5503.3709 | 5143.3373 | 7228.7415 | 6736.7502 | 6296.0283 | 5884.1391 | 5513.7507 | 5138.4825 | 4802.3201 | 8479.5048
SA1 | PHES | 0 | 0 | 9.6135e-05 | 0.00019802 | 0.00018506 | 0.00017341 | 0.00016161 | 0.00015104 | 0.00014116 | 0.00013227 | 0.00013413 | 0.00013849 | 0.00012943 | 0.00012128 | 0.00011989 | 0.00013562 | 0.00012675 | 0.00014502 | 0.00014746 | 0.00014032 | 0.00014187 | 0.00013745 | 0.00014525 | 0.00013575 | 0.0001478
SA1 | VPP | 0 | 0 | 0 | 0 | 0 | 0 | 0 | 0 | 0 | 0 | 0 | 0 | 0 | 0 | 0 | 0 | 0 | 0 | 0 | 0 | 0 | 0 | 0 | 0 | 0
Total |  | 0.0051635 | 0.004863 | 0.0048675 | 21596.3479 | 20183.5027 | 18913.0133 | 17625.7854 | 16472.6966 | 15395.0436 | 14425.973 | 13444.135 | 12564.6122 | 11742.6282 | 11003.4659 | 10254.5653 | 12093.3634 | 14050.9861 | 21085.1201 | 23733.5641 | 23231.3112 | 26936.6379 | 30497.6955 | 28635.9202 | 27568.8028 | 29881.9117
Region | Technology | \ | 2027-28 | 2028-29 | 2029-30 | 2030-31 | 2031-32 | 2032-33 | 2033-34 | 2034-35 | 2035-36 | 2036-37 | 2037-38 | 2038-39 | 2039-40 | 2040-41 | 2041-42 | 2042-43 | 2043-44 | 2044-45 | 2045-46 | 2046-47 | 2047-48 | 2048-49 | 2049-50 | 2050-51
TAS1 | Black Coal | 0 | 0 | 0 | 0 | 0 | 0 | 0 | 0 | 0 | 0 | 0 | 0 | 0 | 0 | 0 | 0 | 0 | 0 | 0 | 0 | 0 | 0 | 0 | 0 | 0
TAS1 | Brown Coal | 0 | 0 | 0 | 0 | 0 | 0 | 0 | 0 | 0 | 0 | 0 | 0 | 0 | 0 | 0 | 0 | 0 | 0 | 0 | 0 | 0 | 0 | 0 | 0 | 0
TAS1 | CCGT | 3.1488e-06 | 2.9506e-06 | 2.7498e-06 | 2.5699e-06 | 6.5221e-06 | 6.1116e-06 | 6.7381e-06 | 6.2972e-06 | 5.8853e-06 | 5.5148e-06 | 5.1395e-06 | 5.74e-06 | 5.3645e-06 | 5.8446e-06 | 5.4469e-06 | 6.2737e-06 | 5.8633e-06 | 6.9578e-06 | 7.4989e-06 | 7.0084e-06 | 7.2274e-06 | 6.7725e-06 | 7.8736e-06 | 7.3585e-06 | 7.6923e-06
TAS1 | Gas - Steam | 0 | 0 | 0 | 0 | 0 | 0 | 0 | 0 | 0 | 0 | 0 | 0 | 0 | 0 | 0 | 0 | 0 | 0 | 0 | 0 | 0 | 0 | 0 | 0 | 0
TAS1 | OCGT / Diesel | 1.7953e-05 | 1.6823e-05 | 1.5678e-05 | 1.4652e-05 | 1.6508e-05 | 1.5469e-05 | 1.6063e-05 | 1.5012e-05 | 1.403e-05 | 1.3147e-05 | 1.2976e-05 | 1.3025e-05 | 1.2794e-05 | 1.3663e-05 | 1.3324e-05 | 1.6257e-05 | 1.5193e-05 | 2.2105e-05 | 3.7416e-05 | 3.4968e-05 | 3.2681e-05 | 3.0623e-05 | 2.8539e-05 | 2.6672e-05 | 2.801e-05
TAS1 | Hydro | 0 | 0 | 0 | 0 | 0 | 0 | 0 | 0 | 0 | 0 | 0 | 0 | 0 | 0 | 0 | 0 | 0 | 0 | 0 | 0 | 0 | 0 | 0 | 0 | 0
TAS1 | Hydrogen Turbine | 0 | 0 | 0 | 0 | 0 | 0 | 0 | 0 | 0 | 0 | 0 | 0 | 0 | 0 | 0 | 0 | 0 | 0 | 0 | 0 | 0 | 0 | 0 | 0 | 0
TAS1 | Wind | 7902.7912 | 14810.6689 | 20703.9721 | 26095.9345 | 26934.383 | 27624.3642 | 27967.3031 | 28215.2974 | 28311.148 | 28348.5349 | 28359.8053 | 28318.2144 | 28160.6897 | 27976.4304 | 26072.3423 | 24366.6751 | 22772.5935 | 21339.1288 | 19886.7784 | 18585.7742 | 17369.8824 | 16276.5018 | 15168.716 | 14176.3701 | 13248.944
TAS1 | Solar PV | 4.4228e-05 | 5.0414e-05 | 5.9441e-05 | 7.0216e-05 | 6.5622e-05 | 8.6709e-05 | 9.4993e-05 | 9.392e-05 | 8.7776e-05 | 8.2251e-05 | 7.7996e-05 | 7.5858e-05 | 7.0896e-05 | 9.3973e-05 | 8.9215e-05 | 8.8203e-05 | 8.8851e-05 | 8.7439e-05 | 8.6395e-05 | 8.0743e-05 | 8.2266e-05 | 7.8005e-05 | 8.3386e-05 | 8.0189e-05 | 7.8919e-05
TAS1 | Grid Battery | 0.00039612 | 0.0003805 | 0.0003546 | 0.0003314 | 0.00030972 | 0.00029023 | 0.00028849 | 0.00028255 | 0.00029249 | 0.00029351 | 0.0003043 | 0.00032583 | 0.0003261 | 0.0003848 | 0.00038378 | 0.00046801 | 0.00044041 | 0.00047284 | 0.00044859 | 0.00042011 | 0.00055998 | 0.00054678 | 0.00054831 | 0.00051876 | 0.00053954
TAS1 | PHES | 0 | 0 | 0.00054122 | 0.00050582 | 0.00058154 | 0.00056863 | 0.00068997 | 0.00067023 | 0.00083763 | 0.0007849 | 0.00089437 | 0.0010719 | 0.0013735 | 0.0013005 | 0.0014352 | 3183.864 | 6106.3332 | 8611.7468 | 8025.6277 | 7500.5867 | 7009.8941 | 7018.068 | 6540.4153 | 6338.5265 | 7655.7491
TAS1 | VPP | 0 | 0 | 0 | 0 | 0 | 0 | 0 | 0 | 0 | 0 | 0 | 0 | 0 | 0 | 0 | 0 | 0 | 0 | 0 | 0 | 0 | 0 | 0 | 0 | 0
Total |  | 7902.7917 | 14810.6693 | 20703.9731 | 26095.9354 | 26934.3839 | 27624.3652 | 27967.3042 | 28215.2985 | 28311.1492 | 28348.536 | 28359.8066 | 28318.2159 | 28160.6915 | 27976.4322 | 26072.3443 | 27550.5397 | 28878.9273 | 29950.8762 | 27912.4067 | 26086.3614 | 24379.7773 | 23294.5705 | 21709.1319 | 20514.8973 | 20904.6938

## ML2_Fuel Cost
Fuel cost by technology ($000s) - ML2, Progressive Change Scenario
Fuel | Real June 2024 dollars discounted to 1 July 2025
Explicitly modelled generation
Region | Technology | 2026-27 | 2027-28 | 2028-29 | 2029-30 | 2030-31 | 2031-32 | 2032-33 | 2033-34 | 2034-35 | 2035-36 | 2036-37 | 2037-38 | 2038-39 | 2039-40 | 2040-41 | 2041-42 | 2042-43 | 2043-44 | 2044-45 | 2045-46 | 2046-47 | 2047-48 | 2048-49 | 2049-50 | 2050-51
NEM | Black Coal | 3113519.376 | 2605603.349 | 2406279.71 | 525857.6591 | 557642.5123 | 510000.0224 | 506335.2305 | 433167.6419 | 339022.5079 | 277396.0038 | 259660.0466 | 298159.8643 | 270627.7481 | 237081.1223 | 142080.5818 | 134582.6491 | 101695.3354 | 95547.715 | 80961.8098 | 84956.6895 | 73682.85 | 59547.3785 | 51967.498 | 54597.558 | 52472.132
NEM | Brown Coal | 335283.164 | 324944.838 | 205597.98 | 50978.703 | 49252.901 | 46858.587 | 37669.231 | 44582.5769 | 39160.9978 | 33566.318 | 31925.845 | 31564.935 | 20037.414 | 15807.2255 | 23737.575 | 23254.703 | 21810.958 | 21230.8355 | 18513.907 | 16537.603 | 17041.539 | 0 | 0 | 0 | 0
NEM | CCGT | 199286.1915 | 134714.8384 | 312170.8175 | 498841.2482 | 368169.1785 | 336033.0165 | 303601.9791 | 348828.428 | 159204.7379 | 93597.3234 | 109038.2184 | 110318.7801 | 129508.7881 | 140328.2596 | 147656.7522 | 149451.3746 | 184424.8291 | 128091.1026 | 98605.1851 | 61714.3261 | 153151.7537 | 141629.3714 | 137861.0572 | 130213.9409 | 92158.8528
NEM | Gas - Steam | 8132.511 | 3012.1615 | 17847.258 | 20604.624 | 36145.712 | 23735.948 | 90774.272 | 26141.166 | 5687.5095 | 3334.4845 | 2660.0585 | 6528.336 | 8392.315 | 0 | 0 | 0 | 0 | 0 | 0 | 0 | 0 | 0 | 0 | 0 | 0
NEM | OCGT / Diesel | 47313.5463 | 21865.3057 | 68527.1474 | 854985.6788 | 168526.5463 | 108618.0958 | 275562.2866 | 116562.0479 | 27027.3326 | 14335.7178 | 18849.0344 | 76046.548 | 67373.3664 | 122891.8445 | 137581.3096 | 202889.5865 | 254053.1405 | 457514.6684 | 276245.4319 | 379181.6948 | 295942.1583 | 374584.6578 | 472819.9972 | 429228.4519 | 349009.4419
NEM | Hydro | 0 | 0 | 0 | 0 | 0 | 0 | 0 | 0 | 0 | 0 | 0 | 0 | 0 | 0 | 0 | 0 | 0 | 0 | 0 | 0 | 0 | 0 | 0 | 0 | 0
NEM | Hydrogen Turbine | 0 | 0 | 0 | 0 | 0 | 0 | 0 | 0 | 0 | 0 | 0 | 0 | 0 | 0 | 0 | 0 | 0 | 0 | 0 | 0 | 0 | 0 | 0 | 0 | 0
NEM | Wind | 0 | 0 | 0 | 0 | 0 | 0 | 0 | 0 | 0 | 0 | 0 | 0 | 0 | 0 | 0 | 0 | 0 | 0 | 0 | 0 | 0 | 0 | 0 | 0 | 0
NEM | Solar PV | 0 | 0 | 0 | 0 | 0 | 0 | 0 | 0 | 0 | 0 | 0 | 0 | 0 | 0 | 0 | 0 | 0 | 0 | 0 | 0 | 0 | 0 | 0 | 0 | 0
NEM | Grid Battery | 0 | 0 | 0 | 0 | 0 | 0 | 0 | 0 | 0 | 0 | 0 | 0 | 0 | 0 | 0 | 0 | 0 | 0 | 0 | 0 | 0 | 0 | 0 | 0 | 0
NEM | PHES | 0 | 0 | 0 | 0 | 0 | 0 | 0 | 0 | 0 | 0 | 0 | 0 | 0 | 0 | 0 | 0 | 0 | 0 | 0 | 0 | 0 | 0 | 0 | 0 | 0
NEM | VPP | 0 | 0 | 0 | 0 | 0 | 0 | 0 | 0 | 0 | 0 | 0 | 0 | 0 | 0 | 0 | 0 | 0 | 0 | 0 | 0 | 0 | 0 | 0 | 0 | 0
Total |  | 3703534.7887 | 3090140.4926 | 3010422.9129 | 1951267.9132 | 1179736.8502 | 1025245.6698 | 1213942.9993 | 969281.8608 | 570103.0856 | 422229.8475 | 422133.2029 | 522618.4634 | 495939.6316 | 516108.4519 | 451056.2186 | 510178.3131 | 561984.263 | 702384.3216 | 474326.3339 | 542390.3133 | 539818.301 | 575761.4077 | 662648.5524 | 614039.9509 | 493640.4267
Region | Technology | 2026-27 | 2027-28 | 2028-29 | 2029-30 | 2030-31 | 2031-32 | 2032-33 | 2033-34 | 2034-35 | 2035-36 | 2036-37 | 2037-38 | 2038-39 | 2039-40 | 2040-41 | 2041-42 | 2042-43 | 2043-44 | 2044-45 | 2045-46 | 2046-47 | 2047-48 | 2048-49 | 2049-50 | 2050-51
NSW1 | Black Coal | 1638795.344 | 1220467.441 | 1176394.312 | 264216.3209 | 277246.6007 | 241526.8319 | 246259.3722 | 200421.248 | 151872.84 | 117399.412 | 107399.276 | 120481.788 | 114222.716 | 98356.932 | 0 | 0 | 0 | 0 | 0 | 0 | 0 | 0 | 0 | 0 | 0
NSW1 | Brown Coal | 0 | 0 | 0 | 0 | 0 | 0 | 0 | 0 | 0 | 0 | 0 | 0 | 0 | 0 | 0 | 0 | 0 | 0 | 0 | 0 | 0 | 0 | 0 | 0 | 0
NSW1 | CCGT | 4946.1128 | 6992.3998 | 36421.1723 | 95906.0482 | 70854.4004 | 63553.2644 | 61210.3604 | 68682.7524 | 21411.2324 | 5569.8498 | 10957.4683 | 22862.5604 | 24603.1064 | 38634.1684 | 40048.1445 | 43124.9367 | 56817.2368 | 0.0017719 | 0.0015477 | 0.001533 | 0.0017386 | 0.0016615 | 0.0015395 | 0.0014774 | 0.001498
NSW1 | Gas - Steam | 0 | 0 | 0 | 0 | 0 | 0 | 0 | 0 | 0 | 0 | 0 | 0 | 0 | 0 | 0 | 0 | 0 | 0 | 0 | 0 | 0 | 0 | 0 | 0 | 0
NSW1 | OCGT / Diesel | 3918.8087 | 7881.7586 | 13678.5656 | 338908.9826 | 58701.1756 | 13531.2328 | 102289.903 | 23041.7576 | 4768.6303 | 2066.9437 | 1349.2368 | 17877.0608 | 9619.5631 | 33346.0241 | 42996.9693 | 78181.6769 | 84555.8891 | 234094.9808 | 143541.4004 | 199678.5465 | 177121.1865 | 251333.7085 | 297987.2146 | 308030.5206 | 222428.0306
NSW1 | Hydro | 0 | 0 | 0 | 0 | 0 | 0 | 0 | 0 | 0 | 0 | 0 | 0 | 0 | 0 | 0 | 0 | 0 | 0 | 0 | 0 | 0 | 0 | 0 | 0 | 0
NSW1 | Hydrogen Turbine | 0 | 0 | 0 | 0 | 0 | 0 | 0 | 0 | 0 | 0 | 0 | 0 | 0 | 0 | 0 | 0 | 0 | 0 | 0 | 0 | 0 | 0 | 0 | 0 | 0
NSW1 | Wind | 0 | 0 | 0 | 0 | 0 | 0 | 0 | 0 | 0 | 0 | 0 | 0 | 0 | 0 | 0 | 0 | 0 | 0 | 0 | 0 | 0 | 0 | 0 | 0 | 0
NSW1 | Solar PV | 0 | 0 | 0 | 0 | 0 | 0 | 0 | 0 | 0 | 0 | 0 | 0 | 0 | 0 | 0 | 0 | 0 | 0 | 0 | 0 | 0 | 0 | 0 | 0 | 0
NSW1 | Grid Battery | 0 | 0 | 0 | 0 | 0 | 0 | 0 | 0 | 0 | 0 | 0 | 0 | 0 | 0 | 0 | 0 | 0 | 0 | 0 | 0 | 0 | 0 | 0 | 0 | 0
NSW1 | PHES | 0 | 0 | 0 | 0 | 0 | 0 | 0 | 0 | 0 | 0 | 0 | 0 | 0 | 0 | 0 | 0 | 0 | 0 | 0 | 0 | 0 | 0 | 0 | 0 | 0
NSW1 | VPP | 0 | 0 | 0 | 0 | 0 | 0 | 0 | 0 | 0 | 0 | 0 | 0 | 0 | 0 | 0 | 0 | 0 | 0 | 0 | 0 | 0 | 0 | 0 | 0 | 0
Total |  | 1647660.2655 | 1235341.5994 | 1226494.0498 | 699031.3517 | 406802.1767 | 318611.3292 | 409759.6356 | 292145.758 | 178052.7027 | 125036.2056 | 119705.9811 | 161221.4091 | 148445.3855 | 170337.1245 | 83045.1137 | 121306.6136 | 141373.126 | 234094.9826 | 143541.402 | 199678.5481 | 177121.1882 | 251333.7102 | 297987.2161 | 308030.5221 | 222428.0321
Region | Technology | 2026-27 | 2027-28 | 2028-29 | 2029-30 | 2030-31 | 2031-32 | 2032-33 | 2033-34 | 2034-35 | 2035-36 | 2036-37 | 2037-38 | 2038-39 | 2039-40 | 2040-41 | 2041-42 | 2042-43 | 2043-44 | 2044-45 | 2045-46 | 2046-47 | 2047-48 | 2048-49 | 2049-50 | 2050-51
QLD1 | Black Coal | 1474724.032 | 1385135.908 | 1229885.398 | 261641.3383 | 280395.9117 | 268473.1905 | 260075.8583 | 232746.3939 | 187149.6679 | 159996.5918 | 152260.7706 | 177678.0763 | 156405.0321 | 138724.1903 | 142080.5818 | 134582.6491 | 101695.3354 | 95547.715 | 80961.8098 | 84956.6895 | 73682.85 | 59547.3785 | 51967.498 | 54597.558 | 52472.132
QLD1 | Brown Coal | 0 | 0 | 0 | 0 | 0 | 0 | 0 | 0 | 0 | 0 | 0 | 0 | 0 | 0 | 0 | 0 | 0 | 0 | 0 | 0 | 0 | 0 | 0 | 0 | 0
QLD1 | CCGT | 113546.0003 | 107691.382 | 164215.7489 | 270532.9837 | 196025.5214 | 187812.6553 | 151895.7219 | 186667.3549 | 103004.3208 | 73325.4549 | 78488.7954 | 87456.2189 | 104905.6809 | 101694.0904 | 107608.6069 | 106326.4365 | 127607.5908 | 128091.0961 | 98605.1794 | 61714.3204 | 153151.748 | 141629.366 | 137861.052 | 130213.936 | 92158.848
QLD1 | Gas - Steam | 0 | 0 | 0 | 0 | 0 | 0 | 0 | 0 | 0 | 0 | 0 | 0 | 0 | 0 | 0 | 0 | 0 | 0 | 0 | 0 | 0 | 0 | 0 | 0 | 0
QLD1 | OCGT / Diesel | 880.0981 | 1281.2545 | 5439.8484 | 83873.0274 | 1615.1174 | 2560.7981 | 7572.4928 | 3602.2303 | 644.216 | 1842.9724 | 4394.4507 | 17393.348 | 14857.997 | 35097.2543 | 40546.4355 | 49192.6921 | 103853.9639 | 122795.5581 | 86210.4534 | 117826.0267 | 62213.5596 | 71976.3098 | 73493.4183 | 27349.2644 | 3789.2416
QLD1 | Hydro | 0 | 0 | 0 | 0 | 0 | 0 | 0 | 0 | 0 | 0 | 0 | 0 | 0 | 0 | 0 | 0 | 0 | 0 | 0 | 0 | 0 | 0 | 0 | 0 | 0
QLD1 | Hydrogen Turbine | 0 | 0 | 0 | 0 | 0 | 0 | 0 | 0 | 0 | 0 | 0 | 0 | 0 | 0 | 0 | 0 | 0 | 0 | 0 | 0 | 0 | 0 | 0 | 0 | 0
QLD1 | Wind | 0 | 0 | 0 | 0 | 0 | 0 | 0 | 0 | 0 | 0 | 0 | 0 | 0 | 0 | 0 | 0 | 0 | 0 | 0 | 0 | 0 | 0 | 0 | 0 | 0
QLD1 | Solar PV | 0 | 0 | 0 | 0 | 0 | 0 | 0 | 0 | 0 | 0 | 0 | 0 | 0 | 0 | 0 | 0 | 0 | 0 | 0 | 0 | 0 | 0 | 0 | 0 | 0
QLD1 | Grid Battery | 0 | 0 | 0 | 0 | 0 | 0 | 0 | 0 | 0 | 0 | 0 | 0 | 0 | 0 | 0 | 0 | 0 | 0 | 0 | 0 | 0 | 0 | 0 | 0 | 0
QLD1 | PHES | 0 | 0 | 0 | 0 | 0 | 0 | 0 | 0 | 0 | 0 | 0 | 0 | 0 | 0 | 0 | 0 | 0 | 0 | 0 | 0 | 0 | 0 | 0 | 0 | 0
QLD1 | VPP | 0 | 0 | 0 | 0 | 0 | 0 | 0 | 0 | 0 | 0 | 0 | 0 | 0 | 0 | 0 | 0 | 0 | 0 | 0 | 0 | 0 | 0 | 0 | 0 | 0
Total |  | 1589150.1304 | 1494108.5444 | 1399540.9953 | 616047.3494 | 478036.5504 | 458846.6439 | 419544.073 | 423015.9791 | 290798.2047 | 235165.0191 | 235144.0167 | 282527.6432 | 276168.71 | 275515.535 | 290235.6241 | 290101.7777 | 333156.8901 | 346434.3692 | 265777.4426 | 264497.0366 | 289048.1576 | 273153.0543 | 263321.9683 | 212160.7584 | 148420.2216
Region | Technology | 2026-27 | 2027-28 | 2028-29 | 2029-30 | 2030-31 | 2031-32 | 2032-33 | 2033-34 | 2034-35 | 2035-36 | 2036-37 | 2037-38 | 2038-39 | 2039-40 | 2040-41 | 2041-42 | 2042-43 | 2043-44 | 2044-45 | 2045-46 | 2046-47 | 2047-48 | 2048-49 | 2049-50 | 2050-51
VIC1 | Black Coal | 0 | 0 | 0 | 0 | 0 | 0 | 0 | 0 | 0 | 0 | 0 | 0 | 0 | 0 | 0 | 0 | 0 | 0 | 0 | 0 | 0 | 0 | 0 | 0 | 0
VIC1 | Brown Coal | 335283.164 | 324944.838 | 205597.98 | 50978.703 | 49252.901 | 46858.587 | 37669.231 | 44582.5769 | 39160.9978 | 33566.318 | 31925.845 | 31564.935 | 20037.414 | 15807.2255 | 23737.575 | 23254.703 | 21810.958 | 21230.8355 | 18513.907 | 16537.603 | 17041.539 | 0 | 0 | 0 | 0
VIC1 | CCGT | 0 | 0 | 0 | 0 | 0 | 0 | 0 | 0 | 0 | 0 | 0 | 0 | 0 | 0 | 0 | 0 | 0 | 0 | 0 | 0 | 0 | 0 | 0 | 0 | 0
VIC1 | Gas - Steam | 8132.511 | 3012.1615 | 17847.258 | 20604.624 | 36145.712 | 23735.948 | 90774.272 | 26141.166 | 5687.5095 | 3334.4845 | 2660.0585 | 6528.336 | 8392.315 | 0 | 0 | 0 | 0 | 0 | 0 | 0 | 0 | 0 | 0 | 0 | 0
VIC1 | OCGT / Diesel | 9318.2598 | 1786.7099 | 12985.2162 | 180271.2075 | 36941.1697 | 27099.8295 | 82444.7331 | 22651.0485 | 4290.3836 | 3732.6543 | 2555.8967 | 12814.8263 | 8781.2412 | 16497.1606 | 12270.0897 | 25524.7837 | 12219.6343 | 40966.5426 | 22709.4832 | 34002.2877 | 35047.1165 | 24521.7972 | 74769.49 | 68465.1755 | 103552.4098
VIC1 | Hydro | 0 | 0 | 0 | 0 | 0 | 0 | 0 | 0 | 0 | 0 | 0 | 0 | 0 | 0 | 0 | 0 | 0 | 0 | 0 | 0 | 0 | 0 | 0 | 0 | 0
VIC1 | Hydrogen Turbine | 0 | 0 | 0 | 0 | 0 | 0 | 0 | 0 | 0 | 0 | 0 | 0 | 0 | 0 | 0 | 0 | 0 | 0 | 0 | 0 | 0 | 0 | 0 | 0 | 0
VIC1 | Wind | 0 | 0 | 0 | 0 | 0 | 0 | 0 | 0 | 0 | 0 | 0 | 0 | 0 | 0 | 0 | 0 | 0 | 0 | 0 | 0 | 0 | 0 | 0 | 0 | 0
VIC1 | Solar PV | 0 | 0 | 0 | 0 | 0 | 0 | 0 | 0 | 0 | 0 | 0 | 0 | 0 | 0 | 0 | 0 | 0 | 0 | 0 | 0 | 0 | 0 | 0 | 0 | 0
VIC1 | Grid Battery | 0 | 0 | 0 | 0 | 0 | 0 | 0 | 0 | 0 | 0 | 0 | 0 | 0 | 0 | 0 | 0 | 0 | 0 | 0 | 0 | 0 | 0 | 0 | 0 | 0
VIC1 | PHES | 0 | 0 | 0 | 0 | 0 | 0 | 0 | 0 | 0 | 0 | 0 | 0 | 0 | 0 | 0 | 0 | 0 | 0 | 0 | 0 | 0 | 0 | 0 | 0 | 0
VIC1 | VPP | 0 | 0 | 0 | 0 | 0 | 0 | 0 | 0 | 0 | 0 | 0 | 0 | 0 | 0 | 0 | 0 | 0 | 0 | 0 | 0 | 0 | 0 | 0 | 0 | 0
Total |  | 352733.9348 | 329743.7094 | 236430.4542 | 251854.5345 | 122339.7827 | 97694.3646 | 210888.2361 | 93374.7914 | 49138.891 | 40633.4568 | 37141.8002 | 50908.0973 | 37210.9702 | 32304.3861 | 36007.6647 | 48779.4867 | 34030.5923 | 62197.3781 | 41223.3902 | 50539.8907 | 52088.6555 | 24521.7972 | 74769.49 | 68465.1755 | 103552.4098
Region | Technology | 2026-27 | 2027-28 | 2028-29 | 2029-30 | 2030-31 | 2031-32 | 2032-33 | 2033-34 | 2034-35 | 2035-36 | 2036-37 | 2037-38 | 2038-39 | 2039-40 | 2040-41 | 2041-42 | 2042-43 | 2043-44 | 2044-45 | 2045-46 | 2046-47 | 2047-48 | 2048-49 | 2049-50 | 2050-51
SA1 | Black Coal | 0 | 0 | 0 | 0 | 0 | 0 | 0 | 0 | 0 | 0 | 0 | 0 | 0 | 0 | 0 | 0 | 0 | 0 | 0 | 0 | 0 | 0 | 0 | 0 | 0
SA1 | Brown Coal | 0 | 0 | 0 | 0 | 0 | 0 | 0 | 0 | 0 | 0 | 0 | 0 | 0 | 0 | 0 | 0 | 0 | 0 | 0 | 0 | 0 | 0 | 0 | 0 | 0
SA1 | CCGT | 80794.0783 | 20031.0566 | 111533.8962 | 132402.2162 | 101289.2565 | 84667.0965 | 90495.8965 | 93478.3205 | 34789.1844 | 14702.0184 | 19591.9544 | 0.000566 | 0.00053019 | 0.00051195 | 0.0005395 | 0.0010929 | 0.0011169 | 0.0044368 | 0.0038349 | 0.0037425 | 0.0036025 | 0.0034337 | 0.0032422 | 0.0030646 | 0.002868
SA1 | Gas - Steam | 0 | 0 | 0 | 0 | 0 | 0 | 0 | 0 | 0 | 0 | 0 | 0 | 0 | 0 | 0 | 0 | 0 | 0 | 0 | 0 | 0 | 0 | 0 | 0 | 0
SA1 | OCGT / Diesel | 33196.3792 | 10915.5823 | 36423.5168 | 251923.1731 | 71006.7194 | 65423.0468 | 83050.5682 | 66950.691 | 15850.6964 | 6199.9364 | 9743.7943 | 26211.9571 | 31278.8402 | 34384.083 | 40409.4633 | 48085.2313 | 51790.1439 | 58077.6381 | 23254.107 | 27056.8886 | 20837.0506 | 25203.5305 | 24486.8468 | 23085.4497 | 19239.7596
SA1 | Hydro | 0 | 0 | 0 | 0 | 0 | 0 | 0 | 0 | 0 | 0 | 0 | 0 | 0 | 0 | 0 | 0 | 0 | 0 | 0 | 0 | 0 | 0 | 0 | 0 | 0
SA1 | Hydrogen Turbine | 0 | 0 | 0 | 0 | 0 | 0 | 0 | 0 | 0 | 0 | 0 | 0 | 0 | 0 | 0 | 0 | 0 | 0 | 0 | 0 | 0 | 0 | 0 | 0 | 0
SA1 | Wind | 0 | 0 | 0 | 0 | 0 | 0 | 0 | 0 | 0 | 0 | 0 | 0 | 0 | 0 | 0 | 0 | 0 | 0 | 0 | 0 | 0 | 0 | 0 | 0 | 0
SA1 | Solar PV | 0 | 0 | 0 | 0 | 0 | 0 | 0 | 0 | 0 | 0 | 0 | 0 | 0 | 0 | 0 | 0 | 0 | 0 | 0 | 0 | 0 | 0 | 0 | 0 | 0
SA1 | Grid Battery | 0 | 0 | 0 | 0 | 0 | 0 | 0 | 0 | 0 | 0 | 0 | 0 | 0 | 0 | 0 | 0 | 0 | 0 | 0 | 0 | 0 | 0 | 0 | 0 | 0
SA1 | PHES | 0 | 0 | 0 | 0 | 0 | 0 | 0 | 0 | 0 | 0 | 0 | 0 | 0 | 0 | 0 | 0 | 0 | 0 | 0 | 0 | 0 | 0 | 0 | 0 | 0
SA1 | VPP | 0 | 0 | 0 | 0 | 0 | 0 | 0 | 0 | 0 | 0 | 0 | 0 | 0 | 0 | 0 | 0 | 0 | 0 | 0 | 0 | 0 | 0 | 0 | 0 | 0
Total |  | 113990.4574 | 30946.6388 | 147957.413 | 384325.3893 | 172295.9759 | 150090.1432 | 173546.4647 | 160429.0115 | 50639.8808 | 20901.9548 | 29335.7487 | 26211.9576 | 31278.8408 | 34384.0836 | 40409.4639 | 48085.2324 | 51790.145 | 58077.6425 | 23254.1108 | 27056.8923 | 20837.0542 | 25203.5339 | 24486.8501 | 23085.4528 | 19239.7624
Region | Technology | 2026-27 | 2027-28 | 2028-29 | 2029-30 | 2030-31 | 2031-32 | 2032-33 | 2033-34 | 2034-35 | 2035-36 | 2036-37 | 2037-38 | 2038-39 | 2039-40 | 2040-41 | 2041-42 | 2042-43 | 2043-44 | 2044-45 | 2045-46 | 2046-47 | 2047-48 | 2048-49 | 2049-50 | 2050-51
TAS1 | Black Coal | 0 | 0 | 0 | 0 | 0 | 0 | 0 | 0 | 0 | 0 | 0 | 0 | 0 | 0 | 0 | 0 | 0 | 0 | 0 | 0 | 0 | 0 | 0 | 0 | 0
TAS1 | Brown Coal | 0 | 0 | 0 | 0 | 0 | 0 | 0 | 0 | 0 | 0 | 0 | 0 | 0 | 0 | 0 | 0 | 0 | 0 | 0 | 0 | 0 | 0 | 0 | 0 | 0
TAS1 | CCGT | 0.00013356 | 0.0001303 | 0.00011819 | 8.5251e-05 | 0.00025179 | 0.00026138 | 0.00027665 | 0.00027719 | 0.00027505 | 0.00026187 | 0.0002625 | 0.00028003 | 0.00026379 | 0.00028432 | 0.00028518 | 0.00030843 | 0.00031296 | 0.00036225 | 0.00037402 | 0.00035115 | 0.00036832 | 0.00034768 | 0.00040442 | 0.00038749 | 0.00039817
TAS1 | Gas - Steam | 0 | 0 | 0 | 0 | 0 | 0 | 0 | 0 | 0 | 0 | 0 | 0 | 0 | 0 | 0 | 0 | 0 | 0 | 0 | 0 | 0 | 0 | 0 | 0 | 0
TAS1 | OCGT / Diesel | 0.00042838 | 0.00043088 | 0.00042805 | 9.2882 | 262.3643 | 3.1887 | 204.5896 | 316.3206 | 1473.4062 | 493.211 | 805.656 | 1749.3559 | 2835.7249 | 3567.3224 | 1358.3519 | 1905.2025 | 1633.5093 | 1579.9489 | 529.9879 | 617.9453 | 723.2451 | 1549.3118 | 2083.0275 | 2298.0417 | 0.00040242
TAS1 | Hydro | 0 | 0 | 0 | 0 | 0 | 0 | 0 | 0 | 0 | 0 | 0 | 0 | 0 | 0 | 0 | 0 | 0 | 0 | 0 | 0 | 0 | 0 | 0 | 0 | 0
TAS1 | Hydrogen Turbine | 0 | 0 | 0 | 0 | 0 | 0 | 0 | 0 | 0 | 0 | 0 | 0 | 0 | 0 | 0 | 0 | 0 | 0 | 0 | 0 | 0 | 0 | 0 | 0 | 0
TAS1 | Wind | 0 | 0 | 0 | 0 | 0 | 0 | 0 | 0 | 0 | 0 | 0 | 0 | 0 | 0 | 0 | 0 | 0 | 0 | 0 | 0 | 0 | 0 | 0 | 0 | 0
TAS1 | Solar PV | 0 | 0 | 0 | 0 | 0 | 0 | 0 | 0 | 0 | 0 | 0 | 0 | 0 | 0 | 0 | 0 | 0 | 0 | 0 | 0 | 0 | 0 | 0 | 0 | 0
TAS1 | Grid Battery | 0 | 0 | 0 | 0 | 0 | 0 | 0 | 0 | 0 | 0 | 0 | 0 | 0 | 0 | 0 | 0 | 0 | 0 | 0 | 0 | 0 | 0 | 0 | 0 | 0
TAS1 | PHES | 0 | 0 | 0 | 0 | 0 | 0 | 0 | 0 | 0 | 0 | 0 | 0 | 0 | 0 | 0 | 0 | 0 | 0 | 0 | 0 | 0 | 0 | 0 | 0 | 0
TAS1 | VPP | 0 | 0 | 0 | 0 | 0 | 0 | 0 | 0 | 0 | 0 | 0 | 0 | 0 | 0 | 0 | 0 | 0 | 0 | 0 | 0 | 0 | 0 | 0 | 0 | 0
Total |  | 0.00056194 | 0.00056118 | 0.00054624 | 9.2883 | 262.3645 | 3.1889 | 204.5898 | 316.3208 | 1473.4065 | 493.2112 | 805.6562 | 1749.3561 | 2835.7251 | 3567.3227 | 1358.3521 | 1905.2028 | 1633.5096 | 1579.9492 | 529.9883 | 617.9456 | 723.2455 | 1549.3121 | 2083.0279 | 2298.0421 | 0.00080059

## ML2_Build Cost
New generation build cost (CAPEX) by technology ($000s) - ML2, Progressive Change Scenario
CAPEX | Real June 2024 dollars discounted to 1 July 2025. The total capital costs are annualised for modelling purposes. Build costs do not include capital costs of existing, committed and anticipated generators and transmission projects since there will be no difference in these costs between the Base Case and option case.
Explicitly modelled generation
Region | Technology | 2026-27 | 2027-28 | 2028-29 | 2029-30 | 2030-31 | 2031-32 | 2032-33 | 2033-34 | 2034-35 | 2035-36 | 2036-37 | 2037-38 | 2038-39 | 2039-40 | 2040-41 | 2041-42 | 2042-43 | 2043-44 | 2044-45 | 2045-46 | 2046-47 | 2047-48 | 2048-49 | 2049-50 | 2050-51
NEM | Black Coal | 0 | 0 | 0 | 0 | 0 | 0 | 0 | 0 | 0 | 0 | 0 | 0 | 0 | 0 | 0 | 0 | 0 | 0 | 0 | 0 | 0 | 0 | 0 | 0 | 0
NEM | Brown Coal | 0 | 0 | 0 | 0 | 0 | 0 | 0 | 0 | 0 | 0 | 0 | 0 | 0 | 0 | 0 | 0 | 0 | 0 | 0 | 0 | 0 | 0 | 0 | 0 | 0
NEM | CCGT | 0.00044789 | 0.0004197 | 0.00039113 | 0.00036554 | 0.00075284 | 0.00072813 | 0.0007843 | 0.00073299 | 0.00068504 | 0.00064192 | 0.00059823 | 0.00076737 | 0.00074502 | 0.00073067 | 0.00076105 | 0.0012298 | 0.0013415 | 0.0037354 | 0.0034994 | 0.0032705 | 51322.6027 | 48092.0028 | 44818.8402 | 41886.7665 | 39146.5108
NEM | Gas - Steam | 0 | 0 | 0 | 0 | 0 | 0 | 0 | 0 | 0 | 0 | 0 | 0 | 0 | 0 | 0 | 0 | 0 | 0 | 0 | 0 | 0 | 0 | 0 | 0 | 0
NEM | OCGT / Diesel | 0.0012785 | 0.0012236 | 0.0011803 | 0.0013478 | 0.0012989 | 0.0012171 | 0.0013345 | 0.0012472 | 0.0011656 | 0.0010922 | 0.0012025 | 0.0012524 | 0.0012022 | 0.001205 | 0.0011615 | 0.0015087 | 0.00141 | 22186.5468 | 66915.1667 | 62537.5389 | 58446.2995 | 54767.2848 | 128215.1976 | 119827.2874 | 146505.2597
NEM | Hydro | 0 | 0 | 0 | 0 | 0 | 0 | 0 | 0 | 0 | 0 | 0 | 0 | 0 | 0 | 0 | 0 | 0 | 0 | 0 | 0 | 0 | 0 | 0 | 0 | 0
NEM | Hydrogen Turbine | 0 | 0 | 0 | 0 | 0 | 0 | 0 | 0 | 0 | 0 | 0 | 0 | 0 | 0 | 0 | 0 | 0 | 0 | 0 | 0 | 0 | 0 | 0 | 0 | 0
NEM | Wind | 149731.3016 | 343925.087 | 1044774.1063 | 3664265.5941 | 3449068.1925 | 3254146.8031 | 3052687.5472 | 2959674.1879 | 3422867.4317 | 3222137.1162 | 3017708.6599 | 3028359.1011 | 3024079.2151 | 3014804.179 | 2809615.293 | 2625808.6882 | 2474062.6606 | 2318328.039 | 2265274.4503 | 2142622.3127 | 2166480.9805 | 2069256.5682 | 1928422.0646 | 1859840.3958 | 1830140.9006
NEM | Solar PV | 260034.3163 | 390807.2487 | 364208.7462 | 592065.7359 | 553332.4633 | 518501.888 | 483212.4237 | 542424.7432 | 961842.2922 | 901297.2801 | 839954.5945 | 785004.2937 | 733648.8724 | 687467.934 | 640678.5669 | 598765.0157 | 559593.4729 | 561419.8353 | 544981.8004 | 509328.7854 | 479643.5665 | 474083.7706 | 502718.9267 | 471779.5627 | 440915.4795
NEM | Grid Battery | 27847.0588 | 199866.056 | 275798.1895 | 773775.5204 | 723154.6918 | 677634.3295 | 631514.2419 | 590200.226 | 713646.4743 | 668724.6252 | 623210.9362 | 582440.1274 | 544336.5677 | 510072.2565 | 475356.5167 | 477931.6874 | 457018.0112 | 462722.7125 | 431229.6032 | 403018.3207 | 395443.1721 | 325686.8873 | 305544.3982 | 152329.6262 | 202634.7524
NEM | PHES | 0 | 0 | 0.014717 | 0.035722 | 0.033869 | 0.03182 | 0.03016 | 0.028278 | 0.027147 | 0.025438 | 0.024363 | 0.023704 | 0.023273 | 0.021914 | 0.021394 | 7379.3924 | 14156.2216 | 19969.014 | 18609.9165 | 17392.4455 | 16254.6244 | 16274.5197 | 15166.8724 | 14699.3847 | 17759.1322
NEM | VPP | 0 | 0 | 0 | 0 | 0 | 0 | 0 | 0 | 0 | 0 | 0 | 0 | 0 | 0 | 0 | 0 | 0 | 0 | 0 | 0 | 0 | 0 | 0 | 0 | 0
Total |  | 437612.6784 | 934598.3933 | 1684781.0583 | 5030106.8879 | 4725555.3836 | 4450283.0544 | 4167414.2451 | 4092299.1873 | 5098356.2272 | 4792159.0487 | 4480874.2167 | 4395803.5479 | 4302064.6804 | 4212344.3934 | 3925650.3999 | 3709884.7864 | 3504830.369 | 3384626.1513 | 3327010.9407 | 3134899.4065 | 3167591.2458 | 2988161.0334 | 2924886.2997 | 2660363.0234 | 2677102.0352
Region | Technology | 2026-27 | 2027-28 | 2028-29 | 2029-30 | 2030-31 | 2031-32 | 2032-33 | 2033-34 | 2034-35 | 2035-36 | 2036-37 | 2037-38 | 2038-39 | 2039-40 | 2040-41 | 2041-42 | 2042-43 | 2043-44 | 2044-45 | 2045-46 | 2046-47 | 2047-48 | 2048-49 | 2049-50 | 2050-51
NSW1 | Black Coal | 0 | 0 | 0 | 0 | 0 | 0 | 0 | 0 | 0 | 0 | 0 | 0 | 0 | 0 | 0 | 0 | 0 | 0 | 0 | 0 | 0 | 0 | 0 | 0 | 0
NSW1 | Brown Coal | 0 | 0 | 0 | 0 | 0 | 0 | 0 | 0 | 0 | 0 | 0 | 0 | 0 | 0 | 0 | 0 | 0 | 0 | 0 | 0 | 0 | 0 | 0 | 0 | 0
NSW1 | CCGT | 0.0001277 | 0.00011966 | 0.00011151 | 0.00010422 | 0.00019731 | 0.00018489 | 0.00018982 | 0.0001774 | 0.00016579 | 0.00015536 | 0.00014478 | 0.00015686 | 0.00017445 | 0.00018112 | 0.00019849 | 0.00029794 | 0.00033759 | 0.00070674 | 0.00065864 | 0.00061555 | 0.00068812 | 0.0006448 | 0.00060092 | 0.0005616 | 0.0005712
NSW1 | Gas - Steam | 0 | 0 | 0 | 0 | 0 | 0 | 0 | 0 | 0 | 0 | 0 | 0 | 0 | 0 | 0 | 0 | 0 | 0 | 0 | 0 | 0 | 0 | 0 | 0 | 0
NSW1 | OCGT / Diesel | 0.00025816 | 0.0002675 | 0.00024929 | 0.00035281 | 0.00032972 | 0.00030897 | 0.00028794 | 0.0002691 | 0.0002515 | 0.00023567 | 0.00022742 | 0.00024057 | 0.00024949 | 0.00026277 | 0.00026965 | 0.00040512 | 0.00037862 | 22186.544 | 61455.5984 | 57435.1386 | 53677.6997 | 50298.8537 | 80505.6048 | 75238.883 | 77118.1874
NSW1 | Hydro | 0 | 0 | 0 | 0 | 0 | 0 | 0 | 0 | 0 | 0 | 0 | 0 | 0 | 0 | 0 | 0 | 0 | 0 | 0 | 0 | 0 | 0 | 0 | 0 | 0
NSW1 | Hydrogen Turbine | 0 | 0 | 0 | 0 | 0 | 0 | 0 | 0 | 0 | 0 | 0 | 0 | 0 | 0 | 0 | 0 | 0 | 0 | 0 | 0 | 0 | 0 | 0 | 0 | 0
NSW1 | Wind | 62324.5086 | 182859.5014 | 562360.3212 | 869416.8635 | 812539.1246 | 761392.2874 | 709571.5965 | 663151.0246 | 619767.3125 | 580754.8676 | 541228.4382 | 505820.9702 | 472729.8785 | 442972.9876 | 412824.053 | 385816.8718 | 360576.5164 | 337879.3345 | 414288.2116 | 405137.9926 | 482502.876 | 455896.0716 | 424867.5865 | 397072.5141 | 419692.4827
NSW1 | Solar PV | 254448.2735 | 385572.8297 | 359330.5749 | 335822.9671 | 313853.2402 | 294097.1447 | 274080.7648 | 256150.2474 | 239392.7545 | 224323.7174 | 209056.1474 | 195379.577 | 182597.7355 | 171103.77 | 159458.3728 | 149026.5166 | 139277.1183 | 130510.0524 | 121627.4814 | 113670.5434 | 109869.5085 | 114408.859 | 106622.1422 | 99646.862 | 93127.9084
NSW1 | Grid Battery | 0.0029126 | 76945.9584 | 71708.983 | 401974.3248 | 375676.939 | 352029.2319 | 328069.9689 | 306607.4475 | 286549.0163 | 268511.6376 | 250236.6185 | 233865.9986 | 218566.3538 | 204808.2744 | 190868.9341 | 178382.1827 | 166712.3203 | 156218.2929 | 145586.0078 | 136061.6895 | 127160.457 | 99290.2226 | 92532.4879 | 0.005264 | 0.021531
NSW1 | PHES | 0 | 0 | 0.0041059 | 0.011957 | 0.011175 | 0.010472 | 0.0097588 | 0.0091204 | 0.0085238 | 0.0079872 | 0.0074436 | 0.0069566 | 0.0065015 | 0.0060923 | 0.0057166 | 0.0059227 | 0.0055353 | 0.0059094 | 0.0062794 | 0.0059024 | 0.0057938 | 0.0054291 | 0.0058142 | 0.0054338 | 0.0065728
NSW1 | VPP | 0 | 0 | 0 | 0 | 0 | 0 | 0 | 0 | 0 | 0 | 0 | 0 | 0 | 0 | 0 | 0 | 0 | 0 | 0 | 0 | 0 | 0 | 0 | 0 | 0
Total |  | 316772.7854 | 645378.2899 | 993399.8836 | 1607214.1679 | 1502069.3155 | 1407518.6749 | 1311722.3405 | 1225908.7291 | 1145709.0923 | 1073590.231 | 1000521.212 | 935066.5531 | 873893.9747 | 818885.0385 | 763151.3661 | 713225.5778 | 666565.9613 | 646794.2305 | 742957.3061 | 712305.3707 | 773210.5476 | 719894.013 | 704527.8279 | 571958.2703 | 589938.6071
Region | Technology | 2026-27 | 2027-28 | 2028-29 | 2029-30 | 2030-31 | 2031-32 | 2032-33 | 2033-34 | 2034-35 | 2035-36 | 2036-37 | 2037-38 | 2038-39 | 2039-40 | 2040-41 | 2041-42 | 2042-43 | 2043-44 | 2044-45 | 2045-46 | 2046-47 | 2047-48 | 2048-49 | 2049-50 | 2050-51
QLD1 | Black Coal | 0 | 0 | 0 | 0 | 0 | 0 | 0 | 0 | 0 | 0 | 0 | 0 | 0 | 0 | 0 | 0 | 0 | 0 | 0 | 0 | 0 | 0 | 0 | 0 | 0
QLD1 | Brown Coal | 0 | 0 | 0 | 0 | 0 | 0 | 0 | 0 | 0 | 0 | 0 | 0 | 0 | 0 | 0 | 0 | 0 | 0 | 0 | 0 | 0 | 0 | 0 | 0 | 0
QLD1 | CCGT | 0.00013025 | 0.00012205 | 0.00011375 | 0.0001063 | 0.00018403 | 0.00019512 | 0.0002101 | 0.00019636 | 0.00018351 | 0.00017196 | 0.00016026 | 0.00022046 | 0.00020604 | 0.00019307 | 0.00020899 | 0.00029357 | 0.00040741 | 0.0010114 | 0.00094254 | 0.00088088 | 51322.6004 | 48092.0006 | 44818.8381 | 41886.7646 | 39146.5089
QLD1 | Gas - Steam | 0 | 0 | 0 | 0 | 0 | 0 | 0 | 0 | 0 | 0 | 0 | 0 | 0 | 0 | 0 | 0 | 0 | 0 | 0 | 0 | 0 | 0 | 0 | 0 | 0
QLD1 | OCGT / Diesel | 0.0002619 | 0.00024542 | 0.00025199 | 0.00028844 | 0.00026957 | 0.0002526 | 0.00023541 | 0.00022001 | 0.00020561 | 0.00019267 | 0.00018826 | 0.00026627 | 0.00024885 | 0.00023318 | 0.00021731 | 0.00028396 | 0.00026539 | 0.00050868 | 0.00065724 | 0.00061424 | 0.0019898 | 0.0018645 | 22814.6046 | 21322.0603 | 19927.1592
QLD1 | Hydro | 0 | 0 | 0 | 0 | 0 | 0 | 0 | 0 | 0 | 0 | 0 | 0 | 0 | 0 | 0 | 0 | 0 | 0 | 0 | 0 | 0 | 0 | 0 | 0 | 0
QLD1 | Hydrogen Turbine | 0 | 0 | 0 | 0 | 0 | 0 | 0 | 0 | 0 | 0 | 0 | 0 | 0 | 0 | 0 | 0 | 0 | 0 | 0 | 0 | 0 | 0 | 0 | 0 | 0
QLD1 | Wind | 0.0024367 | 0.0022833 | 77400.3188 | 1212278.8827 | 1132970.9181 | 1061653.8857 | 989397.2596 | 924670.3358 | 864177.8837 | 809780.5455 | 754666.5287 | 705295.821 | 659154.9727 | 617663.1958 | 575624.7696 | 537967.0742 | 502772.9665 | 471124.9614 | 439059.9921 | 410336.4411 | 408358.8261 | 382653.8947 | 356610.3039 | 385799.4106 | 403103.0014
QLD1 | Solar PV | 0.00087011 | 0.00090686 | 0.009613 | 154725.3748 | 144603.154 | 135500.8305 | 126278.5849 | 208841.7164 | 528620.7865 | 495345.7349 | 461632.2883 | 431432.045 | 403207.5186 | 377826.8462 | 352111.7864 | 329076.4358 | 307548.0708 | 288188.8662 | 268574.6064 | 251004.305 | 234583.4626 | 232994.1474 | 276705.1892 | 260256.7782 | 243230.6338
QLD1 | Grid Battery | 0.0025599 | 0.081789 | 0.07809 | 91811.5936 | 85805.2276 | 80404.0526 | 74931.7178 | 70029.6427 | 65448.2642 | 61328.4974 | 57154.4532 | 53415.3768 | 49920.9129 | 46778.545 | 43594.7769 | 59941.1074 | 66372.6093 | 82885.3773 | 77244.1624 | 72190.806 | 93448.1157 | 87565.824 | 106746.0937 | 76058.8425 | 108990.5456
QLD1 | PHES | 0 | 0 | 0.0053381 | 0.013073 | 0.012218 | 0.011449 | 0.01067 | 0.0099716 | 0.0093192 | 0.0087326 | 0.0081383 | 0.0076494 | 0.0071489 | 0.0066989 | 0.0063707 | 0.0070847 | 0.0069601 | 0.0081331 | 0.0081116 | 0.007581 | 0.008863 | 0.0083051 | 0.010098 | 0.009437 | 0.0090776
QLD1 | VPP | 0 | 0 | 0 | 0 | 0 | 0 | 0 | 0 | 0 | 0 | 0 | 0 | 0 | 0 | 0 | 0 | 0 | 0 | 0 | 0 | 0 | 0 | 0 | 0 | 0
Total |  | 0.0062589 | 0.085347 | 77400.4122 | 1458815.8646 | 1363379.3124 | 1277558.7807 | 1190607.5734 | 1203541.7053 | 1458246.9441 | 1366454.7869 | 1273453.2787 | 1190143.251 | 1112283.4118 | 1042268.5942 | 971331.3397 | 926984.6251 | 876693.6542 | 842199.2147 | 784878.7706 | 733531.5612 | 787713.0156 | 751305.8769 | 807695.0396 | 785323.8656 | 814397.858
Region | Technology | 2026-27 | 2027-28 | 2028-29 | 2029-30 | 2030-31 | 2031-32 | 2032-33 | 2033-34 | 2034-35 | 2035-36 | 2036-37 | 2037-38 | 2038-39 | 2039-40 | 2040-41 | 2041-42 | 2042-43 | 2043-44 | 2044-45 | 2045-46 | 2046-47 | 2047-48 | 2048-49 | 2049-50 | 2050-51
VIC1 | Black Coal | 0 | 0 | 0 | 0 | 0 | 0 | 0 | 0 | 0 | 0 | 0 | 0 | 0 | 0 | 0 | 0 | 0 | 0 | 0 | 0 | 0 | 0 | 0 | 0 | 0
VIC1 | Brown Coal | 0 | 0 | 0 | 0 | 0 | 0 | 0 | 0 | 0 | 0 | 0 | 0 | 0 | 0 | 0 | 0 | 0 | 0 | 0 | 0 | 0 | 0 | 0 | 0 | 0
VIC1 | CCGT | 0 | 0 | 0 | 0 | 0 | 0 | 0 | 0 | 0 | 0 | 0 | 0 | 0 | 0 | 0 | 0 | 0 | 0 | 0 | 0 | 0 | 0 | 0 | 0 | 0
VIC1 | Gas - Steam | 0 | 0 | 0 | 0 | 0 | 0 | 0 | 0 | 0 | 0 | 0 | 0 | 0 | 0 | 0 | 0 | 0 | 0 | 0 | 0 | 0 | 0 | 0 | 0 | 0
VIC1 | OCGT / Diesel | 0.00025854 | 0.00024226 | 0.00024249 | 0.00029865 | 0.00027911 | 0.00026154 | 0.00034072 | 0.00031843 | 0.0002976 | 0.00027886 | 0.00025988 | 0.00024288 | 0.00022699 | 0.00023948 | 0.00023014 | 0.00032256 | 0.00030146 | 0.0013029 | 5459.5662 | 5102.3983 | 4768.5966 | 4468.4281 | 24894.9871 | 23266.3431 | 49459.9117
VIC1 | Hydro | 0 | 0 | 0 | 0 | 0 | 0 | 0 | 0 | 0 | 0 | 0 | 0 | 0 | 0 | 0 | 0 | 0 | 0 | 0 | 0 | 0 | 0 | 0 | 0 | 0
VIC1 | Hydrogen Turbine | 0 | 0 | 0 | 0 | 0 | 0 | 0 | 0 | 0 | 0 | 0 | 0 | 0 | 0 | 0 | 0 | 0 | 0 | 0 | 0 | 0 | 0 | 0 | 0 | 0
VIC1 | Wind | 0.0020023 | 0.0019032 | 183653.2092 | 1175426.4795 | 1098529.4197 | 1029380.3736 | 959320.2968 | 985140.2762 | 1561274.3778 | 1462996.9607 | 1363424.7501 | 1468456.9059 | 1553350.2921 | 1624653.2841 | 1514078.6736 | 1415026.7973 | 1322454.9504 | 1239210.4813 | 1154869.2759 | 1079317.08 | 1008707.5512 | 945212.5168 | 880880.941 | 823253.2163 | 769395.5295
VIC1 | Solar PV | 0.00028793 | 0.00030914 | 0.00036764 | 96958.3597 | 90615.2894 | 84911.3358 | 79132.2333 | 73955.3582 | 190578.8248 | 178582.4743 | 166428.0733 | 155540.2554 | 145364.7246 | 136214.4626 | 126943.6469 | 118638.9223 | 110877.4974 | 103898.1002 | 96826.7502 | 90492.2899 | 84572.2336 | 79248.6718 | 73854.9727 | 69023.339 | 64507.7935
VIC1 | Grid Battery | 27847.0075 | 122919.9725 | 204089.0869 | 228531.5077 | 213580.8483 | 200136.5912 | 186515.2076 | 174313.2781 | 324967.0836 | 304511.4058 | 283786.2268 | 265220.7726 | 247869.8809 | 232267.2348 | 216459.0255 | 202298.1547 | 189063.6959 | 177162.7181 | 165104.9463 | 154303.6881 | 137019.525 | 103396.1086 | 73242.7876 | 58693.5546 | 54853.793
VIC1 | PHES | 0 | 0 | 0.0019273 | 0.0062459 | 0.0058373 | 0.0054699 | 0.0050976 | 0.0047641 | 0.0044524 | 0.0041722 | 0.0038882 | 0.0036338 | 0.0033961 | 0.0032318 | 0.0030528 | 0.0029966 | 0.0028006 | 0.0031806 | 0.0031601 | 0.0029534 | 0.0029321 | 0.0028144 | 0.0029278 | 0.0027363 | 0.0031062
VIC1 | VPP | 0 | 0 | 0 | 0 | 0 | 0 | 0 | 0 | 0 | 0 | 0 | 0 | 0 | 0 | 0 | 0 | 0 | 0 | 0 | 0 | 0 | 0 | 0 | 0 | 0
Total |  | 27847.01 | 122919.9749 | 387742.2987 | 1500916.3534 | 1402725.5636 | 1314428.3064 | 1224967.7432 | 1233408.9176 | 2076820.2909 | 1946090.8453 | 1813639.0543 | 1889217.9378 | 1946584.9013 | 1993134.9849 | 1857481.3493 | 1735963.8776 | 1622396.1469 | 1520271.3041 | 1422260.5419 | 1329215.4593 | 1235067.9092 | 1132325.728 | 1052873.6912 | 974236.4557 | 938217.0308
Region | Technology | 2026-27 | 2027-28 | 2028-29 | 2029-30 | 2030-31 | 2031-32 | 2032-33 | 2033-34 | 2034-35 | 2035-36 | 2036-37 | 2037-38 | 2038-39 | 2039-40 | 2040-41 | 2041-42 | 2042-43 | 2043-44 | 2044-45 | 2045-46 | 2046-47 | 2047-48 | 2048-49 | 2049-50 | 2050-51
SA1 | Black Coal | 0 | 0 | 0 | 0 | 0 | 0 | 0 | 0 | 0 | 0 | 0 | 0 | 0 | 0 | 0 | 0 | 0 | 0 | 0 | 0 | 0 | 0 | 0 | 0 | 0
SA1 | Brown Coal | 0 | 0 | 0 | 0 | 0 | 0 | 0 | 0 | 0 | 0 | 0 | 0 | 0 | 0 | 0 | 0 | 0 | 0 | 0 | 0 | 0 | 0 | 0 | 0 | 0
SA1 | CCGT | 0.00012689 | 0.0001189 | 0.00011081 | 0.00010356 | 0.00024728 | 0.00023171 | 0.00025671 | 0.00023992 | 0.00022422 | 0.00021011 | 0.00019581 | 0.00028194 | 0.00026349 | 0.0002469 | 0.00025146 | 0.00052137 | 0.00048726 | 0.0018886 | 0.00176 | 0.0016449 | 0.0015373 | 0.0014405 | 0.0013425 | 0.0012547 | 0.0011726
SA1 | Gas - Steam | 0 | 0 | 0 | 0 | 0 | 0 | 0 | 0 | 0 | 0 | 0 | 0 | 0 | 0 | 0 | 0 | 0 | 0 | 0 | 0 | 0 | 0 | 0 | 0 | 0
SA1 | OCGT / Diesel | 0.00025069 | 0.00023491 | 0.00021892 | 0.0002046 | 0.00019121 | 0.00017918 | 0.00025131 | 0.00023487 | 0.0002195 | 0.00020569 | 0.0003515 | 0.00032851 | 0.00030702 | 0.00028769 | 0.00026811 | 0.0002821 | 0.00026365 | 0.00063797 | 0.00097501 | 0.00091122 | 0.00085161 | 0.000798 | 0.00074369 | 0.00069504 | 0.0010298
SA1 | Hydro | 0 | 0 | 0 | 0 | 0 | 0 | 0 | 0 | 0 | 0 | 0 | 0 | 0 | 0 | 0 | 0 | 0 | 0 | 0 | 0 | 0 | 0 | 0 | 0 | 0
SA1 | Hydrogen Turbine | 0 | 0 | 0 | 0 | 0 | 0 | 0 | 0 | 0 | 0 | 0 | 0 | 0 | 0 | 0 | 0 | 0 | 0 | 0 | 0 | 0 | 0 | 0 | 0 | 0
SA1 | Wind | 0.0025937 | 0.0024304 | 0.0028363 | 132984.6455 | 124284.7154 | 116461.3751 | 108534.9631 | 101434.545 | 94798.6401 | 88831.3575 | 82785.4566 | 77369.5856 | 72308.0239 | 67756.4564 | 63144.9227 | 59013.9502 | 75189.0735 | 70456.1555 | 70988.6141 | 73935.1387 | 104392.4186 | 133204.8667 | 124138.8854 | 121075.6776 | 113987.6652
SA1 | Solar PV | 5586.0412 | 5234.4171 | 4878.1606 | 4559.0335 | 4260.779 | 3992.576 | 3720.8396 | 3477.4202 | 3249.9254 | 3045.3526 | 2838.0846 | 2652.4155 | 2478.893 | 2322.8543 | 2164.7598 | 2023.14 | 1890.7855 | 38822.8155 | 57952.9615 | 54161.6462 | 50618.3611 | 47432.0917 | 45536.6217 | 42852.5828 | 40049.1432
SA1 | Grid Battery | 0.04203 | 0.039618 | 0.038117 | 51458.0911 | 48091.6739 | 45064.451 | 41997.3449 | 39249.855 | 36682.1075 | 34373.0817 | 32033.6349 | 29937.9765 | 27979.4173 | 26218.1991 | 24433.7771 | 37310.239 | 34869.3822 | 46456.3205 | 43294.4833 | 40462.1339 | 37815.0713 | 35434.729 | 33023.0259 | 17577.2207 | 38790.3891
SA1 | PHES | 0 | 0 | 0.0011785 | 0.0024209 | 0.0022625 | 0.0021201 | 0.0019758 | 0.0018466 | 0.0017258 | 0.0016171 | 0.0016156 | 0.0016596 | 0.001551 | 0.0014534 | 0.0014335 | 0.001611 | 0.0015056 | 0.0017254 | 0.001752 | 0.0016621 | 0.0016762 | 0.0016151 | 0.0017055 | 0.0015939 | 0.0017311
SA1 | VPP | 0 | 0 | 0 | 0 | 0 | 0 | 0 | 0 | 0 | 0 | 0 | 0 | 0 | 0 | 0 | 0 | 0 | 0 | 0 | 0 | 0 | 0 | 0 | 0 | 0
Total |  | 5586.0862 | 5234.4595 | 4878.2031 | 189001.7728 | 176637.171 | 165518.4047 | 154253.1501 | 144161.8224 | 134730.6751 | 126249.7938 | 117657.1782 | 109959.9799 | 102766.3363 | 96297.5118 | 89743.4615 | 98347.3316 | 111949.2434 | 155735.2958 | 172236.0633 | 168558.923 | 192825.855 | 216071.6912 | 202698.5368 | 181505.4847 | 192827.2014
Region | Technology | 2026-27 | 2027-28 | 2028-29 | 2029-30 | 2030-31 | 2031-32 | 2032-33 | 2033-34 | 2034-35 | 2035-36 | 2036-37 | 2037-38 | 2038-39 | 2039-40 | 2040-41 | 2041-42 | 2042-43 | 2043-44 | 2044-45 | 2045-46 | 2046-47 | 2047-48 | 2048-49 | 2049-50 | 2050-51
TAS1 | Black Coal | 0 | 0 | 0 | 0 | 0 | 0 | 0 | 0 | 0 | 0 | 0 | 0 | 0 | 0 | 0 | 0 | 0 | 0 | 0 | 0 | 0 | 0 | 0 | 0 | 0
TAS1 | Brown Coal | 0 | 0 | 0 | 0 | 0 | 0 | 0 | 0 | 0 | 0 | 0 | 0 | 0 | 0 | 0 | 0 | 0 | 0 | 0 | 0 | 0 | 0 | 0 | 0 | 0
TAS1 | CCGT | 6.3056e-05 | 5.9087e-05 | 5.5065e-05 | 5.1463e-05 | 0.00012422 | 0.0001164 | 0.00012767 | 0.00011932 | 0.00011151 | 0.00010449 | 9.738e-05 | 0.00010812 | 0.00010104 | 0.00010957 | 0.00010212 | 0.00011689 | 0.00010924 | 0.00012874 | 0.00013822 | 0.00012918 | 0.00013284 | 0.00012448 | 0.00014379 | 0.00013438 | 0.00014002
TAS1 | Gas - Steam | 0 | 0 | 0 | 0 | 0 | 0 | 0 | 0 | 0 | 0 | 0 | 0 | 0 | 0 | 0 | 0 | 0 | 0 | 0 | 0 | 0 | 0 | 0 | 0 | 0
TAS1 | OCGT / Diesel | 0.00024917 | 0.00023348 | 0.00021759 | 0.00020336 | 0.00022929 | 0.00021486 | 0.00021913 | 0.0002048 | 0.0001914 | 0.00017935 | 0.00017539 | 0.00017414 | 0.00016981 | 0.00018192 | 0.00017624 | 0.00021494 | 0.00020088 | 0.00028899 | 0.00048023 | 0.00044881 | 0.00041945 | 0.00039305 | 0.0003663 | 0.00034233 | 0.00036345
TAS1 | Hydro | 0 | 0 | 0 | 0 | 0 | 0 | 0 | 0 | 0 | 0 | 0 | 0 | 0 | 0 | 0 | 0 | 0 | 0 | 0 | 0 | 0 | 0 | 0 | 0 | 0
TAS1 | Hydrogen Turbine | 0 | 0 | 0 | 0 | 0 | 0 | 0 | 0 | 0 | 0 | 0 | 0 | 0 | 0 | 0 | 0 | 0 | 0 | 0 | 0 | 0 | 0 | 0 | 0 | 0
TAS1 | Wind | 87406.786 | 161065.5791 | 221360.2542 | 274158.7229 | 280744.0147 | 285258.8813 | 285863.4312 | 285278.0063 | 282849.2176 | 279773.3849 | 275603.4863 | 271415.8184 | 266536.0479 | 261758.2551 | 243942.8742 | 227983.9945 | 213069.1537 | 199657.1062 | 186068.3566 | 173895.6603 | 162519.3087 | 152289.2183 | 141924.3478 | 132639.5773 | 123962.2218
TAS1 | Solar PV | 0.0005173 | 0.00058496 | 0.00068182 | 0.00079367 | 0.00074175 | 0.0009512 | 0.0010282 | 0.0010128 | 0.00094655 | 0.00088697 | 0.00083999 | 0.00081436 | 0.00076108 | 0.00096654 | 0.00091589 | 0.00089882 | 0.00089516 | 0.0008742 | 0.0008552 | 0.00079925 | 0.00080151 | 0.00075842 | 0.00079089 | 0.00075651 | 0.00073807
TAS1 | Grid Battery | 0.0038175 | 0.0036843 | 0.0034335 | 0.0032089 | 0.002999 | 0.0028102 | 0.0027476 | 0.002662 | 0.0027073 | 0.002688 | 0.0027403 | 0.0028576 | 0.0028321 | 0.0031962 | 0.0031597 | 0.0036889 | 0.0034678 | 0.0036543 | 0.0034719 | 0.0032524 | 0.0032024 | 0.0031402 | 0.0032025 | 0.0030308 | 0.0031825
TAS1 | PHES | 0 | 0 | 0.0021669 | 0.0020251 | 0.0023766 | 0.0023097 | 0.0026585 | 0.002575 | 0.0031253 | 0.0029286 | 0.0032774 | 0.0038041 | 0.0046755 | 0.0044375 | 0.0048206 | 7379.3748 | 14156.2048 | 19968.9951 | 18609.8972 | 17392.4274 | 16254.6052 | 16274.5015 | 15166.8519 | 14699.3655 | 17759.1117
TAS1 | VPP | 0 | 0 | 0 | 0 | 0 | 0 | 0 | 0 | 0 | 0 | 0 | 0 | 0 | 0 | 0 | 0 | 0 | 0 | 0 | 0 | 0 | 0 | 0 | 0 | 0
Total |  | 87406.7906 | 161065.5836 | 221360.2608 | 274158.7291 | 280744.0211 | 285258.8877 | 285863.438 | 285278.0129 | 282849.2247 | 279773.3917 | 275603.4934 | 271415.8261 | 266536.0564 | 261758.264 | 243942.8834 | 235363.3743 | 227225.3632 | 219626.1062 | 204678.2588 | 191288.0923 | 178773.9184 | 168563.7243 | 157091.2042 | 147338.9471 | 141721.3379

## ML2_Rehab Cost
Rehabilition cost by technology ($000s) - ML2, Progressive Change Scenario
Rehab | Real June 2024 dollars discounted to 1 July 2025
Explicitly modelled generation
Region | Technology | 2026-27 | 2027-28 | 2028-29 | 2029-30 | 2030-31 | 2031-32 | 2032-33 | 2033-34 | 2034-35 | 2035-36 | 2036-37 | 2037-38 | 2038-39 | 2039-40 | 2040-41 | 2041-42 | 2042-43 | 2043-44 | 2044-45 | 2045-46 | 2046-47 | 2047-48 | 2048-49 | 2049-50 | 2050-51
NEM | Black Coal | 0 | 0 | 50312.327 | 431160.3588 | 0 | 0 | 0 | 0 | 0.010375 | 0 | 0 | 0 | 0 | 0 | 0 | 0 | 0 | 0 | 0 | 0 | 0 | 0 | 0 | 0 | 0
NEM | Brown Coal | 0 | 2.3892e-05 | 0.0023844 | 138124.9288 | 0 | 0 | 0 | 0 | 0.0001716 | 0 | 0 | 0 | 0 | 0 | 0 | 0 | 0 | 0 | 0 | 0 | 0 | 0 | 0 | 0 | 0
NEM | CCGT | 0 | 0 | 0 | 0 | 0 | 0 | 0 | 0 | 0 | 0 | 0 | 0 | 0 | 0 | 0 | 0 | 0 | 0 | 0 | 0 | 0 | 0 | 0 | 0 | 0
NEM | Gas - Steam | 0 | 0 | 0 | 0 | 0 | 0 | 0 | 0 | 0 | 0 | 0 | 0 | 0 | 0 | 0 | 0 | 0 | 0 | 0 | 0 | 0 | 0 | 0 | 0 | 0
NEM | OCGT / Diesel | 0 | 0 | 0 | 0 | 0 | 0 | 0 | 0 | 0 | 0 | 0 | 0 | 0 | 0 | 0 | 0 | 0 | 0 | 0 | 0 | 0 | 0 | 0 | 0 | 0
NEM | Hydro | 0 | 0 | 0 | 0 | 0 | 0 | 0 | 0 | 0 | 0 | 0 | 0 | 0 | 0 | 0 | 0 | 0 | 0 | 0 | 0 | 0 | 0 | 0 | 0 | 0
NEM | Hydrogen Turbine | 0 | 0 | 0 | 0 | 0 | 0 | 0 | 0 | 0 | 0 | 0 | 0 | 0 | 0 | 0 | 0 | 0 | 0 | 0 | 0 | 0 | 0 | 0 | 0 | 0
NEM | Wind | 0 | 0 | 0 | 0 | 0 | 0 | 0 | 0 | 0 | 0 | 0 | 0 | 0 | 0 | 0 | 0 | 0 | 0 | 0 | 0 | 0 | 0 | 0 | 0 | 0
NEM | Solar PV | 0 | 0 | 0 | 0 | 0 | 0 | 0 | 0 | 0 | 0 | 0 | 0 | 0 | 0 | 0 | 0 | 0 | 0 | 0 | 0 | 0 | 0 | 0 | 0 | 0
NEM | Grid Battery | 0 | 0 | 0 | 0 | 0 | 0 | 0 | 0 | 0 | 0 | 0 | 0 | 0 | 0 | 0 | 0 | 0 | 0 | 0 | 0 | 0 | 0 | 0 | 0 | 0
NEM | PHES | 0 | 0 | 0 | 0 | 0 | 0 | 0 | 0 | 0 | 0 | 0 | 0 | 0 | 0 | 0 | 0 | 0 | 0 | 0 | 0 | 0 | 0 | 0 | 0 | 0
NEM | VPP | 0 | 0 | 0 | 0 | 0 | 0 | 0 | 0 | 0 | 0 | 0 | 0 | 0 | 0 | 0 | 0 | 0 | 0 | 0 | 0 | 0 | 0 | 0 | 0 | 0
Total |  | 0 | 2.3892e-05 | 50312.3294 | 569285.2876 | 0 | 0 | 0 | 0 | 0.010546 | 0 | 0 | 0 | 0 | 0 | 0 | 0 | 0 | 0 | 0 | 0 | 0 | 0 | 0 | 0 | 0
Region | Technology | 2026-27 | 2027-28 | 2028-29 | 2029-30 | 2030-31 | 2031-32 | 2032-33 | 2033-34 | 2034-35 | 2035-36 | 2036-37 | 2037-38 | 2038-39 | 2039-40 | 2040-41 | 2041-42 | 2042-43 | 2043-44 | 2044-45 | 2045-46 | 2046-47 | 2047-48 | 2048-49 | 2049-50 | 2050-51
NSW1 | Black Coal | 0 | 0 | 0.0015426 | 143303.7453 | 0 | 0 | 0 | 0 | 0.010375 | 0 | 0 | 0 | 0 | 0 | 0 | 0 | 0 | 0 | 0 | 0 | 0 | 0 | 0 | 0 | 0
NSW1 | Brown Coal | 0 | 0 | 0 | 0 | 0 | 0 | 0 | 0 | 0 | 0 | 0 | 0 | 0 | 0 | 0 | 0 | 0 | 0 | 0 | 0 | 0 | 0 | 0 | 0 | 0
NSW1 | CCGT | 0 | 0 | 0 | 0 | 0 | 0 | 0 | 0 | 0 | 0 | 0 | 0 | 0 | 0 | 0 | 0 | 0 | 0 | 0 | 0 | 0 | 0 | 0 | 0 | 0
NSW1 | Gas - Steam | 0 | 0 | 0 | 0 | 0 | 0 | 0 | 0 | 0 | 0 | 0 | 0 | 0 | 0 | 0 | 0 | 0 | 0 | 0 | 0 | 0 | 0 | 0 | 0 | 0
NSW1 | OCGT / Diesel | 0 | 0 | 0 | 0 | 0 | 0 | 0 | 0 | 0 | 0 | 0 | 0 | 0 | 0 | 0 | 0 | 0 | 0 | 0 | 0 | 0 | 0 | 0 | 0 | 0
NSW1 | Hydro | 0 | 0 | 0 | 0 | 0 | 0 | 0 | 0 | 0 | 0 | 0 | 0 | 0 | 0 | 0 | 0 | 0 | 0 | 0 | 0 | 0 | 0 | 0 | 0 | 0
NSW1 | Hydrogen Turbine | 0 | 0 | 0 | 0 | 0 | 0 | 0 | 0 | 0 | 0 | 0 | 0 | 0 | 0 | 0 | 0 | 0 | 0 | 0 | 0 | 0 | 0 | 0 | 0 | 0
NSW1 | Wind | 0 | 0 | 0 | 0 | 0 | 0 | 0 | 0 | 0 | 0 | 0 | 0 | 0 | 0 | 0 | 0 | 0 | 0 | 0 | 0 | 0 | 0 | 0 | 0 | 0
NSW1 | Solar PV | 0 | 0 | 0 | 0 | 0 | 0 | 0 | 0 | 0 | 0 | 0 | 0 | 0 | 0 | 0 | 0 | 0 | 0 | 0 | 0 | 0 | 0 | 0 | 0 | 0
NSW1 | Grid Battery | 0 | 0 | 0 | 0 | 0 | 0 | 0 | 0 | 0 | 0 | 0 | 0 | 0 | 0 | 0 | 0 | 0 | 0 | 0 | 0 | 0 | 0 | 0 | 0 | 0
NSW1 | PHES | 0 | 0 | 0 | 0 | 0 | 0 | 0 | 0 | 0 | 0 | 0 | 0 | 0 | 0 | 0 | 0 | 0 | 0 | 0 | 0 | 0 | 0 | 0 | 0 | 0
NSW1 | VPP | 0 | 0 | 0 | 0 | 0 | 0 | 0 | 0 | 0 | 0 | 0 | 0 | 0 | 0 | 0 | 0 | 0 | 0 | 0 | 0 | 0 | 0 | 0 | 0 | 0
Total |  | 0 | 0 | 0.0015426 | 143303.7453 | 0 | 0 | 0 | 0 | 0.010375 | 0 | 0 | 0 | 0 | 0 | 0 | 0 | 0 | 0 | 0 | 0 | 0 | 0 | 0 | 0 | 0
Region | Technology | 2026-27 | 2027-28 | 2028-29 | 2029-30 | 2030-31 | 2031-32 | 2032-33 | 2033-34 | 2034-35 | 2035-36 | 2036-37 | 2037-38 | 2038-39 | 2039-40 | 2040-41 | 2041-42 | 2042-43 | 2043-44 | 2044-45 | 2045-46 | 2046-47 | 2047-48 | 2048-49 | 2049-50 | 2050-51
QLD1 | Black Coal | 0 | 0 | 50312.3254 | 287856.6134 | 0 | 0 | 0 | 0 | 0 | 0 | 0 | 0 | 0 | 0 | 0 | 0 | 0 | 0 | 0 | 0 | 0 | 0 | 0 | 0 | 0
QLD1 | Brown Coal | 0 | 0 | 0 | 0 | 0 | 0 | 0 | 0 | 0 | 0 | 0 | 0 | 0 | 0 | 0 | 0 | 0 | 0 | 0 | 0 | 0 | 0 | 0 | 0 | 0
QLD1 | CCGT | 0 | 0 | 0 | 0 | 0 | 0 | 0 | 0 | 0 | 0 | 0 | 0 | 0 | 0 | 0 | 0 | 0 | 0 | 0 | 0 | 0 | 0 | 0 | 0 | 0
QLD1 | Gas - Steam | 0 | 0 | 0 | 0 | 0 | 0 | 0 | 0 | 0 | 0 | 0 | 0 | 0 | 0 | 0 | 0 | 0 | 0 | 0 | 0 | 0 | 0 | 0 | 0 | 0
QLD1 | OCGT / Diesel | 0 | 0 | 0 | 0 | 0 | 0 | 0 | 0 | 0 | 0 | 0 | 0 | 0 | 0 | 0 | 0 | 0 | 0 | 0 | 0 | 0 | 0 | 0 | 0 | 0
QLD1 | Hydro | 0 | 0 | 0 | 0 | 0 | 0 | 0 | 0 | 0 | 0 | 0 | 0 | 0 | 0 | 0 | 0 | 0 | 0 | 0 | 0 | 0 | 0 | 0 | 0 | 0
QLD1 | Hydrogen Turbine | 0 | 0 | 0 | 0 | 0 | 0 | 0 | 0 | 0 | 0 | 0 | 0 | 0 | 0 | 0 | 0 | 0 | 0 | 0 | 0 | 0 | 0 | 0 | 0 | 0
QLD1 | Wind | 0 | 0 | 0 | 0 | 0 | 0 | 0 | 0 | 0 | 0 | 0 | 0 | 0 | 0 | 0 | 0 | 0 | 0 | 0 | 0 | 0 | 0 | 0 | 0 | 0
QLD1 | Solar PV | 0 | 0 | 0 | 0 | 0 | 0 | 0 | 0 | 0 | 0 | 0 | 0 | 0 | 0 | 0 | 0 | 0 | 0 | 0 | 0 | 0 | 0 | 0 | 0 | 0
QLD1 | Grid Battery | 0 | 0 | 0 | 0 | 0 | 0 | 0 | 0 | 0 | 0 | 0 | 0 | 0 | 0 | 0 | 0 | 0 | 0 | 0 | 0 | 0 | 0 | 0 | 0 | 0
QLD1 | PHES | 0 | 0 | 0 | 0 | 0 | 0 | 0 | 0 | 0 | 0 | 0 | 0 | 0 | 0 | 0 | 0 | 0 | 0 | 0 | 0 | 0 | 0 | 0 | 0 | 0
QLD1 | VPP | 0 | 0 | 0 | 0 | 0 | 0 | 0 | 0 | 0 | 0 | 0 | 0 | 0 | 0 | 0 | 0 | 0 | 0 | 0 | 0 | 0 | 0 | 0 | 0 | 0
Total |  | 0 | 0 | 50312.3254 | 287856.6134 | 0 | 0 | 0 | 0 | 0 | 0 | 0 | 0 | 0 | 0 | 0 | 0 | 0 | 0 | 0 | 0 | 0 | 0 | 0 | 0 | 0
Region | Technology | 2026-27 | 2027-28 | 2028-29 | 2029-30 | 2030-31 | 2031-32 | 2032-33 | 2033-34 | 2034-35 | 2035-36 | 2036-37 | 2037-38 | 2038-39 | 2039-40 | 2040-41 | 2041-42 | 2042-43 | 2043-44 | 2044-45 | 2045-46 | 2046-47 | 2047-48 | 2048-49 | 2049-50 | 2050-51
VIC1 | Black Coal | 0 | 0 | 0 | 0 | 0 | 0 | 0 | 0 | 0 | 0 | 0 | 0 | 0 | 0 | 0 | 0 | 0 | 0 | 0 | 0 | 0 | 0 | 0 | 0 | 0
VIC1 | Brown Coal | 0 | 2.3892e-05 | 0.0023844 | 138124.9288 | 0 | 0 | 0 | 0 | 0.0001716 | 0 | 0 | 0 | 0 | 0 | 0 | 0 | 0 | 0 | 0 | 0 | 0 | 0 | 0 | 0 | 0
VIC1 | CCGT | 0 | 0 | 0 | 0 | 0 | 0 | 0 | 0 | 0 | 0 | 0 | 0 | 0 | 0 | 0 | 0 | 0 | 0 | 0 | 0 | 0 | 0 | 0 | 0 | 0
VIC1 | Gas - Steam | 0 | 0 | 0 | 0 | 0 | 0 | 0 | 0 | 0 | 0 | 0 | 0 | 0 | 0 | 0 | 0 | 0 | 0 | 0 | 0 | 0 | 0 | 0 | 0 | 0
VIC1 | OCGT / Diesel | 0 | 0 | 0 | 0 | 0 | 0 | 0 | 0 | 0 | 0 | 0 | 0 | 0 | 0 | 0 | 0 | 0 | 0 | 0 | 0 | 0 | 0 | 0 | 0 | 0
VIC1 | Hydro | 0 | 0 | 0 | 0 | 0 | 0 | 0 | 0 | 0 | 0 | 0 | 0 | 0 | 0 | 0 | 0 | 0 | 0 | 0 | 0 | 0 | 0 | 0 | 0 | 0
VIC1 | Hydrogen Turbine | 0 | 0 | 0 | 0 | 0 | 0 | 0 | 0 | 0 | 0 | 0 | 0 | 0 | 0 | 0 | 0 | 0 | 0 | 0 | 0 | 0 | 0 | 0 | 0 | 0
VIC1 | Wind | 0 | 0 | 0 | 0 | 0 | 0 | 0 | 0 | 0 | 0 | 0 | 0 | 0 | 0 | 0 | 0 | 0 | 0 | 0 | 0 | 0 | 0 | 0 | 0 | 0
VIC1 | Solar PV | 0 | 0 | 0 | 0 | 0 | 0 | 0 | 0 | 0 | 0 | 0 | 0 | 0 | 0 | 0 | 0 | 0 | 0 | 0 | 0 | 0 | 0 | 0 | 0 | 0
VIC1 | Grid Battery | 0 | 0 | 0 | 0 | 0 | 0 | 0 | 0 | 0 | 0 | 0 | 0 | 0 | 0 | 0 | 0 | 0 | 0 | 0 | 0 | 0 | 0 | 0 | 0 | 0
VIC1 | PHES | 0 | 0 | 0 | 0 | 0 | 0 | 0 | 0 | 0 | 0 | 0 | 0 | 0 | 0 | 0 | 0 | 0 | 0 | 0 | 0 | 0 | 0 | 0 | 0 | 0
VIC1 | VPP | 0 | 0 | 0 | 0 | 0 | 0 | 0 | 0 | 0 | 0 | 0 | 0 | 0 | 0 | 0 | 0 | 0 | 0 | 0 | 0 | 0 | 0 | 0 | 0 | 0
Total |  | 0 | 2.3892e-05 | 0.0023844 | 138124.9288 | 0 | 0 | 0 | 0 | 0.0001716 | 0 | 0 | 0 | 0 | 0 | 0 | 0 | 0 | 0 | 0 | 0 | 0 | 0 | 0 | 0 | 0
Region | Technology | 2026-27 | 2027-28 | 2028-29 | 2029-30 | 2030-31 | 2031-32 | 2032-33 | 2033-34 | 2034-35 | 2035-36 | 2036-37 | 2037-38 | 2038-39 | 2039-40 | 2040-41 | 2041-42 | 2042-43 | 2043-44 | 2044-45 | 2045-46 | 2046-47 | 2047-48 | 2048-49 | 2049-50 | 2050-51
SA1 | Black Coal | 0 | 0 | 0 | 0 | 0 | 0 | 0 | 0 | 0 | 0 | 0 | 0 | 0 | 0 | 0 | 0 | 0 | 0 | 0 | 0 | 0 | 0 | 0 | 0 | 0
SA1 | Brown Coal | 0 | 0 | 0 | 0 | 0 | 0 | 0 | 0 | 0 | 0 | 0 | 0 | 0 | 0 | 0 | 0 | 0 | 0 | 0 | 0 | 0 | 0 | 0 | 0 | 0
SA1 | CCGT | 0 | 0 | 0 | 0 | 0 | 0 | 0 | 0 | 0 | 0 | 0 | 0 | 0 | 0 | 0 | 0 | 0 | 0 | 0 | 0 | 0 | 0 | 0 | 0 | 0
SA1 | Gas - Steam | 0 | 0 | 0 | 0 | 0 | 0 | 0 | 0 | 0 | 0 | 0 | 0 | 0 | 0 | 0 | 0 | 0 | 0 | 0 | 0 | 0 | 0 | 0 | 0 | 0
SA1 | OCGT / Diesel | 0 | 0 | 0 | 0 | 0 | 0 | 0 | 0 | 0 | 0 | 0 | 0 | 0 | 0 | 0 | 0 | 0 | 0 | 0 | 0 | 0 | 0 | 0 | 0 | 0
SA1 | Hydro | 0 | 0 | 0 | 0 | 0 | 0 | 0 | 0 | 0 | 0 | 0 | 0 | 0 | 0 | 0 | 0 | 0 | 0 | 0 | 0 | 0 | 0 | 0 | 0 | 0
SA1 | Hydrogen Turbine | 0 | 0 | 0 | 0 | 0 | 0 | 0 | 0 | 0 | 0 | 0 | 0 | 0 | 0 | 0 | 0 | 0 | 0 | 0 | 0 | 0 | 0 | 0 | 0 | 0
SA1 | Wind | 0 | 0 | 0 | 0 | 0 | 0 | 0 | 0 | 0 | 0 | 0 | 0 | 0 | 0 | 0 | 0 | 0 | 0 | 0 | 0 | 0 | 0 | 0 | 0 | 0
SA1 | Solar PV | 0 | 0 | 0 | 0 | 0 | 0 | 0 | 0 | 0 | 0 | 0 | 0 | 0 | 0 | 0 | 0 | 0 | 0 | 0 | 0 | 0 | 0 | 0 | 0 | 0
SA1 | Grid Battery | 0 | 0 | 0 | 0 | 0 | 0 | 0 | 0 | 0 | 0 | 0 | 0 | 0 | 0 | 0 | 0 | 0 | 0 | 0 | 0 | 0 | 0 | 0 | 0 | 0
SA1 | PHES | 0 | 0 | 0 | 0 | 0 | 0 | 0 | 0 | 0 | 0 | 0 | 0 | 0 | 0 | 0 | 0 | 0 | 0 | 0 | 0 | 0 | 0 | 0 | 0 | 0
SA1 | VPP | 0 | 0 | 0 | 0 | 0 | 0 | 0 | 0 | 0 | 0 | 0 | 0 | 0 | 0 | 0 | 0 | 0 | 0 | 0 | 0 | 0 | 0 | 0 | 0 | 0
Total |  | 0 | 0 | 0 | 0 | 0 | 0 | 0 | 0 | 0 | 0 | 0 | 0 | 0 | 0 | 0 | 0 | 0 | 0 | 0 | 0 | 0 | 0 | 0 | 0 | 0
Region | Technology | 2026-27 | 2027-28 | 2028-29 | 2029-30 | 2030-31 | 2031-32 | 2032-33 | 2033-34 | 2034-35 | 2035-36 | 2036-37 | 2037-38 | 2038-39 | 2039-40 | 2040-41 | 2041-42 | 2042-43 | 2043-44 | 2044-45 | 2045-46 | 2046-47 | 2047-48 | 2048-49 | 2049-50 | 2050-51
TAS1 | Black Coal | 0 | 0 | 0 | 0 | 0 | 0 | 0 | 0 | 0 | 0 | 0 | 0 | 0 | 0 | 0 | 0 | 0 | 0 | 0 | 0 | 0 | 0 | 0 | 0 | 0
TAS1 | Brown Coal | 0 | 0 | 0 | 0 | 0 | 0 | 0 | 0 | 0 | 0 | 0 | 0 | 0 | 0 | 0 | 0 | 0 | 0 | 0 | 0 | 0 | 0 | 0 | 0 | 0
TAS1 | CCGT | 0 | 0 | 0 | 0 | 0 | 0 | 0 | 0 | 0 | 0 | 0 | 0 | 0 | 0 | 0 | 0 | 0 | 0 | 0 | 0 | 0 | 0 | 0 | 0 | 0
TAS1 | Gas - Steam | 0 | 0 | 0 | 0 | 0 | 0 | 0 | 0 | 0 | 0 | 0 | 0 | 0 | 0 | 0 | 0 | 0 | 0 | 0 | 0 | 0 | 0 | 0 | 0 | 0
TAS1 | OCGT / Diesel | 0 | 0 | 0 | 0 | 0 | 0 | 0 | 0 | 0 | 0 | 0 | 0 | 0 | 0 | 0 | 0 | 0 | 0 | 0 | 0 | 0 | 0 | 0 | 0 | 0
TAS1 | Hydro | 0 | 0 | 0 | 0 | 0 | 0 | 0 | 0 | 0 | 0 | 0 | 0 | 0 | 0 | 0 | 0 | 0 | 0 | 0 | 0 | 0 | 0 | 0 | 0 | 0
TAS1 | Hydrogen Turbine | 0 | 0 | 0 | 0 | 0 | 0 | 0 | 0 | 0 | 0 | 0 | 0 | 0 | 0 | 0 | 0 | 0 | 0 | 0 | 0 | 0 | 0 | 0 | 0 | 0
TAS1 | Wind | 0 | 0 | 0 | 0 | 0 | 0 | 0 | 0 | 0 | 0 | 0 | 0 | 0 | 0 | 0 | 0 | 0 | 0 | 0 | 0 | 0 | 0 | 0 | 0 | 0
TAS1 | Solar PV | 0 | 0 | 0 | 0 | 0 | 0 | 0 | 0 | 0 | 0 | 0 | 0 | 0 | 0 | 0 | 0 | 0 | 0 | 0 | 0 | 0 | 0 | 0 | 0 | 0
TAS1 | Grid Battery | 0 | 0 | 0 | 0 | 0 | 0 | 0 | 0 | 0 | 0 | 0 | 0 | 0 | 0 | 0 | 0 | 0 | 0 | 0 | 0 | 0 | 0 | 0 | 0 | 0
TAS1 | PHES | 0 | 0 | 0 | 0 | 0 | 0 | 0 | 0 | 0 | 0 | 0 | 0 | 0 | 0 | 0 | 0 | 0 | 0 | 0 | 0 | 0 | 0 | 0 | 0 | 0
TAS1 | VPP | 0 | 0 | 0 | 0 | 0 | 0 | 0 | 0 | 0 | 0 | 0 | 0 | 0 | 0 | 0 | 0 | 0 | 0 | 0 | 0 | 0 | 0 | 0 | 0 | 0
Total |  | 0 | 0 | 0 | 0 | 0 | 0 | 0 | 0 | 0 | 0 | 0 | 0 | 0 | 0 | 0 | 0 | 0 | 0 | 0 | 0 | 0 | 0 | 0 | 0 | 0

## ML2_REZ Tx Cost
REZ transmission expansion cost by region ($000s) - ML2, Progressive Change Scenario
REZ Expansion | Real June 2024 dollars discounted to 1 July 2025. As with the total capital costs, the REZ transmission expansion costs are annualised for modelling purposes. Build costs do not include capital costs of existing, committed and anticipated transmission projects since there will be no difference in these costs between the Base Case and option case.
Explicitly modelled generation
Region | Technology | 2026-27 | 2027-28 | 2028-29 | 2029-30 | 2030-31 | 2031-32 | 2032-33 | 2033-34 | 2034-35 | 2035-36 | 2036-37 | 2037-38 | 2038-39 | 2039-40 | 2040-41 | 2041-42 | 2042-43 | 2043-44 | 2044-45 | 2045-46 | 2046-47 | 2047-48 | 2048-49 | 2049-50 | 2050-51
NSW1 | Transmission | 12.9365 | 4290.0353 | 25030.9462 | 35533.102 | 33208.5066 | 31118.1333 | 29000.2196 | 27103.0089 | 25329.9149 | 23735.4747 | 22120.0279 | 20672.9233 | 19320.4891 | 18104.3237 | 16872.1356 | 15768.351 | 14736.7766 | 13809.1419 | 12869.2857 | 12027.3698 | 11240.5325 | 10532.9756 | 9816.0967 | 9173.9221 | 9160.9885
QLD1 | Transmission | 0.00024055 | 0.00024167 | 0.00024129 | 9068.4659 | 8475.2018 | 7941.9214 | 7401.3908 | 6917.1877 | 6464.6614 | 6057.7309 | 5645.4391 | 5276.1113 | 4930.9452 | 4620.5574 | 4306.0802 | 4024.3741 | 3761.5422 | 3524.7647 | 3285.2107 | 3070.2904 | 2869.4303 | 2695.7424 | 2542.9568 | 2376.8183 | 2227.9323
VIC1 | Transmission | 4.5984e-07 | 5.4403e-07 | 6.3823e-07 | 6.8141e-07 | 7.0243e-07 | 7.1355e-07 | 7.2272e-07 | 7.2771e-07 | 7.2486e-07 | 7.3934e-07 | 7.612e-07 | 7.9563e-07 | 8.1506e-07 | 8.2982e-07 | 316.4895 | 2378.3926 | 6177.7973 | 5788.924 | 5394.9273 | 5041.9882 | 4712.1385 | 4415.5238 | 4115.0014 | 3845.7957 | 3594.2016
SA1 | Transmission | 137.7063 | 129.0381 | 120.2557 | 302.6935 | 282.8911 | 265.084 | 247.0422 | 230.8806 | 215.7763 | 202.1938 | 188.4324 | 176.1051 | 164.5842 | 154.2241 | 143.7276 | 134.3249 | 125.5373 | 117.6351 | 109.629 | 102.457 | 95.7542 | 89.7268 | 83.62 | 78.1498 | 73.04
TAS1 | Transmission | 0 | 0 | 0 | 0 | 148.156 | 178.1501 | 172.7393 | 161.4386 | 150.8772 | 141.38 | 261.6155 | 293.0643 | 368.0858 | 387.8137 | 397.98 | 422.6761 | 395.0244 | 417.1528 | 388.7612 | 601.6661 | 763.5998 | 1120.3128 | 1044.0638 | 1138.8998 | 1064.3923
NEM | Total | 150.6431 | 4419.0736 | 25151.2022 | 44904.2614 | 42114.7554 | 39503.2888 | 36821.392 | 34412.5159 | 32161.2298 | 30136.7794 | 28215.5149 | 26418.2039 | 24784.1042 | 23266.9189 | 22036.4128 | 22728.1187 | 25196.6779 | 23657.6186 | 22047.814 | 20843.7715 | 19681.4553 | 18854.2814 | 17601.7386 | 16613.5856 | 16120.5546

## ML2_USE+DSP Cost
USE / DSP cost by region ($000s) - ML2, Progressive Change Scenario
USE / DSP | Real June 2024 dollars discounted to 1 July 2025
Explicitly modelled generation
Region | Technology | 2026-27 | 2027-28 | 2028-29 | 2029-30 | 2030-31 | 2031-32 | 2032-33 | 2033-34 | 2034-35 | 2035-36 | 2036-37 | 2037-38 | 2038-39 | 2039-40 | 2040-41 | 2041-42 | 2042-43 | 2043-44 | 2044-45 | 2045-46 | 2046-47 | 2047-48 | 2048-49 | 2049-50 | 2050-51
NSW1 | USE / DSP | 0.00063697 | 6485.4655 | 0.00065302 | 72947.3288 | 0.0006585 | 0.00066369 | 1136.851 | 0.33471 | 0.00063174 | 0.0006202 | 0.00062818 | 0.0006422 | 0.00065069 | 0.46287 | 0.00067258 | 1207.9897 | 2926.638 | 39.1738 | 115.219 | 2.6781 | 57.0768 | 23.6931 | 2427.9748 | 14.585 | 47.233
QLD1 | USE / DSP | 0.00055255 | 0.00055374 | 1517.3108 | 151925.4698 | 0.00056247 | 0.00056398 | 75.81 | 1332.7623 | 108.7832 | 0.00054023 | 0.00054631 | 7298.0874 | 0.00056489 | 0.00057258 | 0.00057767 | 1084.9156 | 864.494 | 1922.0724 | 594.6309 | 248.932 | 3612.3932 | 241.5001 | 4560.9808 | 987.2753 | 781.0919
VIC1 | USE / DSP | 0.00074482 | 0.00062884 | 0.00066508 | 12373.5829 | 0.00067422 | 0.00067412 | 27503.1064 | 0.00068646 | 0.0006296 | 0.00061683 | 0.00062129 | 0.0006357 | 0.00063699 | 0.57842 | 0.00064883 | 6858.3546 | 0.00067464 | 14121.4968 | 10925.2259 | 4.6588 | 8544.7295 | 27.2183 | 10579.3783 | 17.6539 | 28.2217
SA1 | USE / DSP | 19646.4384 | 21.1674 | 0.00055797 | 74309.0323 | 0.00055951 | 0.00056007 | 411.4162 | 0.00057715 | 0.00052298 | 25.9878 | 73.357 | 1100.3516 | 190.1438 | 310.8073 | 71.993 | 411.2958 | 88.4636 | 1303.318 | 828.9064 | 759.7143 | 454.6901 | 571.0336 | 870.6775 | 926.0701 | 521.3406
TAS1 | USE / DSP | 0.00024016 | 0.00024089 | 0.00024031 | 12.3067 | 0.00024195 | 0.0002431 | 4.6798 | 0.00024487 | 0.00024511 | 0.00024312 | 0.00024247 | 0.00024539 | 0.00024301 | 0.00024679 | 0.00024626 | 4.9127 | 0.0002496 | 3.317 | 22.0831 | 0.0002473 | 3.7225 | 1.3433 | 0.59167 | 0.00026169 | 5.4247
NEM | Total | 19646.4405 | 6506.6343 | 1517.313 | 311567.7204 | 0.0026967 | 0.002705 | 29131.8634 | 1333.0985 | 108.7853 | 25.9898 | 73.359 | 8398.4405 | 190.1459 | 311.8494 | 71.9952 | 9567.4684 | 3879.5965 | 17389.3781 | 12486.0653 | 1015.9834 | 12672.6121 | 864.7884 | 18439.603 | 1945.5846 | 1383.3119

## ML2_SyncCon Cost
SyncCon cost by region ($000s) - ML2, Progressive Change Scenario
SyncCon | Real June 2024 dollars discounted to 1 July 2025. SyncCon is only explicitly modelled in Tasmania, mainland NEM regions have SyncCon costs built into new entrant costs.
Explicitly modelled generation
Region | Technology | 2026-27 | 2027-28 | 2028-29 | 2029-30 | 2030-31 | 2031-32 | 2032-33 | 2033-34 | 2034-35 | 2035-36 | 2036-37 | 2037-38 | 2038-39 | 2039-40 | 2040-41 | 2041-42 | 2042-43 | 2043-44 | 2044-45 | 2045-46 | 2046-47 | 2047-48 | 2048-49 | 2049-50 | 2050-51
NSW1 | SyncCon | 0 | 0 | 0 | 0 | 0 | 0 | 0 | 0 | 0 | 0 | 0 | 0 | 0 | 0 | 0 | 0 | 0 | 0 | 0 | 0 | 0 | 0 | 0 | 0 | 0
QLD1 | SyncCon | 0 | 0 | 0 | 0 | 0 | 0 | 0 | 0 | 0 | 0 | 0 | 0 | 0 | 0 | 0 | 0 | 0 | 0 | 0 | 0 | 0 | 0 | 0 | 0 | 0
VIC1 | SyncCon | 0 | 0 | 0 | 0 | 0 | 0 | 0 | 0 | 0 | 0 | 0 | 0 | 0 | 0 | 0 | 0 | 0 | 0 | 0 | 0 | 0 | 0 | 0 | 0 | 0
SA1 | SyncCon | 0 | 0 | 0 | 0 | 0 | 0 | 0 | 0 | 0 | 0 | 0 | 0 | 0 | 0 | 0 | 0 | 0 | 0 | 0 | 0 | 0 | 0 | 0 | 0 | 0
TAS1 | SyncCon | 0 | 0 | 0 | 1035.2564 | 2190.7551 | 2402.9183 | 1963.7031 | 1906.8214 | 2136.9709 | 2231.156 | 2126.7031 | 1853.669 | 1791.8213 | 1649.7947 | 1644.9291 | 1259.432 | 953.4679 | 790.5519 | 803.0383 | 774.2247 | 716.6137 | 663.7347 | 565.5417 | 575.2832 | 442.8607
NEM | Total | 0 | 0 | 0 | 1035.2564 | 2190.7551 | 2402.9183 | 1963.7031 | 1906.8214 | 2136.9709 | 2231.156 | 2126.7031 | 1853.669 | 1791.8213 | 1649.7947 | 1644.9291 | 1259.432 | 953.4679 | 790.5519 | 803.0383 | 774.2247 | 716.6137 | 663.7347 | 565.5417 | 575.2832 | 442.8607

## ML2_Emissions Cost
NEM Emissions cost ($000s) - ML2, Progressive Change Scenario
Emissions | Real June 2024 dollars discounted to 1 July 2025
Emissions from explicitly modelled generation
Region | Technology | 2026-27 | 2027-28 | 2028-29 | 2029-30 | 2030-31 | 2031-32 | 2032-33 | 2033-34 | 2034-35 | 2035-36 | 2036-37 | 2037-38 | 2038-39 | 2039-40 | 2040-41 | 2041-42 | 2042-43 | 2043-44 | 2044-45 | 2045-46 | 2046-47 | 2047-48 | 2048-49 | 2049-50 | 2050-51
NEM | Total | 7474191.6756 | 7122936.9826 | 5567536.676 | 3241336.2282 | 2221317.1792 | 2273651.1522 | 2357730.5587 | 2274515.6132 | 2000896.6355 | 1807166.7867 | 1872219.3914 | 2008580.3722 | 1977017.2466 | 1859000.7029 | 1796765.914 | 1776218.9589 | 1765008.3834 | 1727862.7359 | 1651641.4159 | 1658401.7637 | 1585819.1824 | 1363801.5854 | 1282098.83 | 1286699.8268 | 1237899.6166